## Sheet1
Protect all vent/plumbing openings with 6 mm polyethylene
Protect common area with stair
Protect entrance
Remove baseboard
Remove GB ceiling
Remove crown molding (Not In Contract)
Remove entrance door
Remove double sliding door
Remove double swing door
Remove single swing door
Remove existing part of window
Remove partition
Remove wood flooring with subflooring
Remove tile base
Remove tile walls
Remove tile floor with subflooring
Remove tile floor @ lobby
Remove kitchen
Remove closet's interiors @ working area
Remove cabinetry @ bathrooms
Remove bathroom fixtures
Remove W/D
Remove bathroom accessories
Remove shower cab
Remove bath tub
Protect cabinetry @ living room
Protect bathroom fixtures
Protect entrance door
Open walls to access piping
Garbage dumper fees
MILLWORK & FINISH CARPENTRY
Install only new casing for new doors
Install only bathroom accessorises
WATERPROOF
Provide waterproofing membrane on floor
Provide waterproofing membrane on walls full height
ROUGH CARPENTRY
Install only single swing wood door, frame & hardware H = 7' 6"
Install only single pocket wood door, frame & hardware H = 7' 6"
Install only single bi-fold wood door, frame & hardware H = 7' 6"
Install only double swing wood door, frame & hardware H = 7' 6"
Install only single entrance door & frame
Provide wall niche
Provide shower curb roughing
Provide supports for bath tub
Provide wood blocking on new walls
DRYWALL H = 10' 2"
Provide drywall partition TYPE 1
Provide drywall partition TYPE 1A
Provide drywall partition TYPE 2
Provide drywall partition TYPE SHAFT
Provide drywall partition TYPE POCKET
Provide (1) layer water resistant GB
Patch existing walls after demolation
Provide wall end condition
Provide access panels (up to 16"x16")
Firestop & seal
CEILING
Install only new suspended ceiling
Install only new crown molding
Provide new fascia
Patch existing ceiling after demolation
Laminate beams for installation crown moldings (Not In Contract)
Install only beam enclosure
Install only false beam enclosure
Install only soffit for electrical
TILE
Install only new tile floor @ kitchen
Install only new tile floor @ bathroom & laundry
Provide 1/2" cement board on floor
Install only new tile wall @ master bath
Provide (1) layer cement board on walls
Install only new border tile
FLOORING
Install only new wood base
Install only new wood base @ lobby
Install only new engineered wood flooring
Provide acoustical uderlayment 10mm geniemat RST10
Provide mortar bed in shower
Protect (paper and masonite) new floor
TAPING
Taping walls & ceiling based on "finish schedule"
PAINTING
Paint new & existing walls based on "finish schedule"
Paint new wall @ lobby
Paint new & existing ceiling based on "finish schedule"
Paint soffits
Paint new crown moldings
Paint new wood base
Paint new single wood doors
Paint new double wood doors
Repaint existing single doors
Repaint existing double doors
Misc. painting
OTHER
Construction dumpster fees
Install only new fixed window w/ louver
Manual lifting
HVAC
Electrical
Plumbing
Notes and Clarifications:
1. In the event a Capital Improvement is claimed the
purchaser will not be responsible for any sales
tax but will be required to provide our firm an
executed Certificate of Capital improvement.
2. All work to be performed during regular working
hour.
3. Estimate based on drawings, dated 05/10/21.
4. Plumbing fixtures will be furnished by others.
5. In price is not included the cost of any light fixtures
6. Doors hardware includes only: handle, hinges, strike and lock
7. NIC - Not In Contract
Exclusions:
1. All environmental and asbestos fees and removal.
2. Permits, Filling, and Drawings.
3. Any work not listed above.
4. Tiles/slabs/granite supply.
5. Door's knobs/hinges.
6. Wood flooring supply.
7. Millwork.
8. Appliances.
9. Wallpaper.
10. Asbestos removal.
2nd bedroom - door binds at the top. Adjust.
Caulk and paint any gaps between base and wall (no caulking shall be performed between base and floor)
Caulk and paint any gaps between wall and ceiling
Clean all floor paint/dust around perimeter by base
Adjust electrical outlet cover in living room
Touch up wall behind bathroom door by base
Adjust latch 2nd bedroom closet door, too tight (Labor only)
Paint baseboards in bedrooms
Master closet, patch small hole in wood floor at right corner
Master bedroom, adjust door latch so lock engages (Labor only)
Master bedroom, replace scratched door handle (Labor only)
Master shower, caulk tile to ceiling and vertical corner, tile to tile
Master bath, patch around ceiling recessed light
Master bath, touch up bottom of door frame from bathroom side (Labor only)
Master bath touch up wall above top of door on bathroom side
Master bedroom, caulk above window to concrete
3. Estimate based on drawings, dated __/__/__.
Wood flooring supplie by owner
K&G GEKON.INC T- 9175190637
22 VERANDAH TOWNHOUSE
22 VERANDAH PLACE
BROOKLYN, NY
FLOOR STRUCTURE
Light gage floor C-joists w/bridging, angles & rim track at masonry walls A-700
Provide 3"x8" wood blocking at stair opening 3/S-500
Provide 2 layers of plywood sheathing on top of joists
ROUGH CARPENTRY
Provide wood blocking for millwork, accessories e.t.c.
Create shower curb L/A-401
Provide tub enclosures J/A-401
Interior framed window openings w/poplar B/A-401
Trimmed framed window openings
Create shade window pocket, detail 5/A-302
Provide thermal insulation at exterior walls, 5/A302
Provide plywood in cellar floor play room A-120
Install only wood baseboards
Provide wood steps @ terrace/roof, detail N/A-401. Finish by others
Provide additional 2 layers of plywood in bathroom, detail L/A-401
Provide wall plywood panels in cellar floor. A-800,801
Install only Entrance wood door, frame and hardware Type A.
Install only wood doors, frames and hardware Type A
Install only wood pocket doors and hardware Type D
Install only HM doors, frames and hardware Type C
Install only rail sliding doors and hardware Type A
Install only wood doors w/out frames and hardware Type B
Install only door trims
Install only of Bathroom Accessories
Provide Access panels.
DRYWALL
Install framing around new and existing ductwork end pipes Allowance
Drywall partition Type A1
Drywall partition Type A2
Drywall partition Type A3 - furring
Drywall partition Type A4
Drywall partition Type A5
Drywall partition Type A6 - Pocket door walls
Drywall partition Type A7
Drywall partition Type A8
Shaft walls
Wall end conditions
Provide ceiling durock at bathroom and laundry areas A-401
Provide skylight wall detail 7/A-302
Create bathroom wall niches 12/A-605
Create FP wall opening
Door opening sheetrock trimming A-800
Fireproofing and seal Allowance
New GB ceiling A-501
New GB drop ceiling
Ceiling acoustical insulation
GB Light cove Soffits A-401
Provide GB fascias at stair 1/A-501
SKIMCOATING
Taping/Skim coat walls and ceiling - Level 4
Paint walls
Paint interior brick walls (pointing by others)
Paint GB Ceiling, Light cove
Paint HM doors
Paint Wood doors w/trims - wood finish TBD
Paint wood bases
Paint wood window trimmed openings
Misc. Paint Allowance
Trade Total
2. All work to be performed during regular working hours.
3. Estimate based on drawings dated 07/23/18.
3. Any wall and ceiling reveals
4. Millwork
5. Any work not listed above.
PROPOSAL K&G GEKON.INC
61WEST 69TH STREET
New York, NY
DEMOLITION
Remove existing Plywood
Protect Elevator and laby
FINISH CARPENTRY - ALLOWANCE
Provide wood bases Supply Allowance $3/lf
Install only door casing
Supply door casing
Bathroom Accessories-Install only
Install only vanity
THERMAL / MOISTURE PROTECTION
Laticrete Waterproofing bathroom & kitchen floor, wet area walls
Provide thermal insulation R-19 at all perimeter walls. Note 6/A--002
DOORS & FRAMES - Supply
DOOR HARDWARE - Supply
Wood/Metal Blocking for millwork, pocket door, toilet accessories e.t.c.
Create shower curb roughing
Provide tub enclosure roughing
Install only new wood doors, frames and hardware
Install only new pair closet doors, frames and hardware
Install only new pocket doors and hardware
Provide new access panels Allowance
DRYWALL
Drywall partitions Type 4
Drywall partitions Type 5
Drywall partitions Type 6
Drywall partitions Type 7 - furrout
Pocket door walls
Fill in existing wall opening
Create bathroom wall niches
Provide cement boards at wet areas
Fireproofing and Seal new and existing walls Allowance
GB Ceiling
GB Fascias
Soffits above kitchen cabinets
Provide acoustical insulation above ceiling. Note 6/A-002
TILE & STONE - BATHROOMS 405, P03
Install only floor tiles, including underlayment, supply by others
Install only wall tiles ST-3, supply by others
KITCHEN
Install only kitchen backsplash tiles
Install only floor tiles
Install only finish wood floor
Provide Self ieveling
Provide and Install sound insulation QT-5ml
Paint walls and ceiling, soffits, fascias
Paint baseboards
Paint doors w/casing
Paint pair doors w/casing
Misc. Painting Allowance
TAPING/PLASTERING/SKIMCOATING
Taping & Skim coat drywall, ceiling, soffits, fascias
Over Head Profit
Total
Insurance
3. Estimate based on drawings, dated 6/14/19.
K&G GEKON.INC 9175190637
Apartment #25E
900 Park Avenue
New York, NY 10075
REVISE #1
Protect existing wood flooring w/Masonite
Remove existing floor tiles
Remove existing finish wood flooring and subflooring
Remove existing drywall
Remove wall tiles
Remove wall GB in existing bathrooms
Remove wall tiles in kitchens
Remove bases
Remove existing kitchen
Remove existing doors
Remove existing plumbing fixtures
Remove existing gb. ceiling
Remove others cabinets, shelves, e.t.c. Allowance
Protection hallway Allowance
MASONRY
FINISH CARPENTRY
Install only wood baseboard
Supply only wood baseboard Allowance
Provide closet shelves
Walk-in closet fit out Allowance
Install only door casing for new doors
Supply only door casing for new doors Allowance
Install only vanity and medicine cabinets
Install only kitchen cabinets
Laticrete Waterproofing bathroom & kitchen floor and walls at wet areas
DOORS & FRAMES - Supply Allowance
Supply only new SC wood door and frame
Supply 0nly new SC wood pocket doors and frames
Supply only new pair SC closet folding door
DOOR HARDWARE - Supply Allowance
WINDOWS
GLAZING
New glass shower enclosures
Wood/Metal Blocking for millwork, pocket door, toilet accessories e.t.c.
Shower curb roughing
Install only new pair closet folding door and hardware
Install only new pocket doors and hardware
Install only new wood door, frame and hardware
DRYWALL & CEILING
Scar patch existing walls after demolition
Patch/Repair existing walls - 2,440sf. Allowance
New pocket door walls. Type 3
Re-install GB sheetrock at tile removal areas
New Non rated partitions. Type 1
New Non rated chase walls. Type 2
Create pocket and folding door wall opening
Create bathroom niches
New dropped ceiling
New GB fascia
New GB soffits
Firestopping and seal Allowance
MASTER BATHROOM
Install only floor tiles
Install only base tiles
Install only wall tiles
Furnish and install stone saddles
Tiled shower curb
BATHROOM #2
BATHROOM #3
Install only kitchen backsplash tiles
Provide kitchen stone countertop Allowance
Install only kitchen floor tiles
Patch wood flooring into extended bedroom #2 Allowance
Sanded and stain existing floor
Protect wood flooring
PLUMBING
ELECTRICIAN
Prep. existing walls Allowance
Paint existing and new walls and ceiling
Paint new baseboards
Paint new & existing doors w/casing
Paint new pair doors w/casing
Paint columns
Paint window sills and radiator covers
Taping new drywall and ceiling
Skim coat of new & existing drywall, ceiling, soffits, fascias
General Conditions
3. Estimate based on drawings, dated 3/18/20.
Protect common area with masonite (replace everyday)
Provide temporary zipper
Remove parquet
Remove radiator cover with millwork
Remove single swing door with frame
Remove single swing door without frame
Remove double swing door with frame
Remove trim from entrance door slab
Remove saddles
Remove CMU wall
Remove drywall
Remove kitchen and appliances
Remove toilet
Remove vanity
Remove washer/dryer
Remove tile flooring
Remove tile wall H=8'
Remove border tile
Remove drop ceiling
Remove soffit
Remove closet interior (shelves/rods/etc)
Remove bathroom cabinet
Rubbish dumpster fees
Install only new casing for doors
Furnish and install panels around openings
Provide new wood sills
Provide Laticrete #9235 on floor BATHROOMs & KITCHEN
Provide Laticrete #9235 on wall H=8' BATHROOMs
Provide Kemper 2K-PUR membrane
Install only single swing wood door & hardware
Install only single swing wood door, frame & hardware
Install only single pocket wood door, frame & hardware
Provide shower bench roughing
Provide bath supports roughing
Provide steel lintel
Provide TV wall niche
Provide bathroom wall niche
Provide wood blocking for fixtures/cabinetry/appliances on new walls
DRYWALL H=9'
Provide drywall partition TYPE A1
Provide drywall partition TYPE A1a
Provide drywall partition TYPE A2
Provide drywall partition TYPE A2a (pocket door wall)
Provide drywall partition TYPE A3
Provide drywall partition TYPE A3a
Provide drywall partition TYPE H4
Provide drywall partition TYPE F1
Provide (1) layer water resistant GWB on new walls
Provide extra (1) layer water resistant GWB outside BATHROOMs
Provide (1) layer cement board on new walls & shower ceiling
Provide access panels (up to 16"X16") BATHROOMs
Firestop & seal for drywalls
Install only new crown molding KITCHEN/GUEST BEDROOM
Furnish and install new ceiling (1) layers GB
Provide (1) layer water resistant GWB on new ceiling
Install only fascia with crown molding 6 A9.10
Install only fascia with cove molding 1 A9.11
Install only lightcove detail 5 A9.10
Install only lightcove detail 8 A9.12
Install only lightcove detail 5 A9.11
Install only new tile floor TL-1
Install only new tile floor TL-3
Install only new tile floor TL-4
Install only new tile floor TL-6
Install only new tile floor TL-7
Install only pencil tile
Install only border tile
Install only new tile wall TL-2
Install only new wood base 6"
Install only new pre-finished wood floor with sand & stain
Provide (1) layer cement board on floor
Provide mortar bed SHOWER
Patch/leveling existing floor after demolition
Provide acoustical uderlayment RST-10
Protect (paper and masonite) new wood floor
Skimcoating new/existing walls & ceiling
Paint all walls and patch existing
Paint ceiling
Paint and patch existing ceiling
Provide wallpaper
Paint panels around openings
Paint new crown molding
Patch and paint existing entrance door
Constructuion dumpster fees
Electrical with electrical panel upgrade
Smoke/carbone monoxide detectors
Millwork
Terrace
3. Estimate based on drawings, dated 11/22/20.
5. In price is not included the cost of any light fixtures/handles/grilles/countertops
Protect existing floor with paper
Paint only walls entire apartmant
dumpster fees
4. Painting will be done in the same color the same finish, all walls
4 wood flooring supplie by owner
Leak investigation & probes
Remove damaged gypsum board
Remove damaged gypsum board behind toilet and vanity (cut down to floor)
Fix existing frame
Replace insulation
Carefully replace existing fixtures (toilet and vanity) in existing locations
Reinstall existing medicine cabinet box, shelves and door in fixed niche
Provide gypsum board @ ceiling
Provide gypsum board @ sink wall, 4' below ceiling level only
Taping new and adjacent walls and ceiling
Paint walls and ceiling @ bathroom
Protect working area and bathroom fixtures
Replace existing medicine cabinet, same location
Garbage removal
Protection
Remove (12) hung ceiling tiles above doorman
Remove (9) hung ceiling tiles @ package room
Remove existing glass door
Garbage dumpster fees
Provide flat surface for new stone desk
Install only 12 new architectural finished hung ceiling tiles TBD
Supply budget for 12 new architectural finished hung ceiling tiles TBD
Install only new architectural finished hung ceiling tiles @ package room
Supply budget for new architectural finished hung ceiling tiles @ package room
8. Price guarantee by 6/2022
Remove damaged gypsum board behind toilet and vanity (cut down to floor), and replace insulation
Carefully reinstall existing fixtures (toilet and vanity) in existing locations
Replace medicine cabinet box and use existing shelves and door
Replace tile behind toilet and vanity
Protect bathroom
Repair of walls and ceiling after leak @ bathroom
Materials
Protect common area
Protect existing furniture and kitchen
Remove existing dropped ceiling
Remove existing base board
Remove existing wood flooring
Provide self-leveling
Install only new regular straight planks wood flooring
Install only new herringbone wood flooring at same location
Supply new wood flooring
Install only new base board
Supply new base board
Sand and stain new wood flooring
Protect new wood flooring (Masonite and paper) after stain
Close off opening @ Dressing room
Provide drywall partition (20GA 3-5/8 frame, insulation, (1) layer GB ea. Side)
Provide (1) layer GB dropped ceiling
Install only new wood door, hardware, casing and frame
Supply new doors with casing
Paint new and existing walls
Patch eisting walls and ceiling
Taping new wall
Paint existing ceiling
Paint new and existing ceiling @ beddrom #3
Taping new and existing ceiling @ beddrom #3
Paint new doors
Paint existing doors
Paint new base board
Waterproof
Protect existing floor
Provide plastic walls and zippers
Provide drywall partition
Provide drywall header fo new door
Install only new door, frame and hardware
Supply new door, frame and hardware
Provide wood blocking on new wall
Supply base board
Taping new walls and adjusted walls @ working area
Paint new walls (2) coats and adjusted walls (1) coat @ working area
Taping ceiling @ working area
Paint ceiling (1) coat @ working area
Paint new door
Patch wall after switch connection to the blindes @ new room
Electrical (6 outlets)
Crown moldings
Millwork and appliances
Protect existing bathrooms
Protect existing floor with masonite @ working area
Remove existing shower glazing
Remove existing shower curb
Remove existing tile with mortar bed
Remove existing shower faucets
Remove tile wall @ powder room
Remove tile wall @ bathroom #2
Remove ceiling with crown moldings @ powder room
Remove existing wood flooring with glue @ laundry
Remove existing base @ laundry
Provide Laticrete #9235 on floor
Provide Laticrete #9235 on walls
Provide bath tub supports roughing TBD
Provide new ceiling with crown moldings @ powder room
Supply crown molding
Patch walls and frame after demolition @ powder room
Provide cement board
Provide new mortar bed
Install only new tile floor @ powder room
Install only tile wall @ bathroom #2
Install only tile wall 4' height @ powder room
Patch existing tile after demolition (labor only)
Supply tile
Install only new prefinished wood flooring @ laundry
Install only new base board @ laundry
Taping new walls and ceiling @ powder room
Paint new walls and ceiling @ powder room
Taping existing ceiling @ bathroom #2
Paint existing ceiling @ bathroom #2
Paint new crown moldings @ powder room
Paint new wood base @ laundry
Caulking on baseboard and crown molding
Dishwasher
Protect working area
Replace damaged sheetrock
Taping fixed ceiling
Paint fixed ceiling
Fix wet area in the living room,
Protect floor with craft paper and Masonite @ working area
Protect bathroom with plastic and core board
Open wall/ceiling
Fix existing steel frame and Gypsum Board after plumbing update
Patch walls and ceiling after plumbing. Plastering level 4 to match existing
Paint walls after patches @ working area - Benjamin Moore Regal to match existing finishes
Paint ceiling after patches @ working area - Benjamin Moore Regal to match existing finishes
Misc. patching and painting
Construction garbage fees
Wallpaper, special paint, tile (VIF)
Replace damaged base board (Labor only)
Taping new Gypsum board
Paint new Gypsum board
Protect floor with paper and Masonite
Protect powder room
Protect kitchen
Protect existing doors
Protect fireplace
Protect stair
Provide temporary zippers
Protect and move existing furniture and millwork
Remove wheeled island
Remove base board
Remove kitchen countertops
Remove drywall @ powder room
Remove drywall @ master bathroom TBD
Remove drywall @ bedrooms 3rd floor TBD
Remove door @ powder room
Remove door @ master bathroom TBD
Remove door @ bedrooms 3rd floor TBD
Remove tile floor with base @ powder room
Remove tile floor @ 1st floor
Remove millwork @ 1st floor
Remove millwork @ 2nd floor
Remove millwork @ 3rd floor
Remove stair knee walls
Remove carpet @ master bedroom
Remove tile wall @ master bathroom
Remove tile floor @ master bathroom
Remove bath tub @ master bathroom
Remove shower (curb, pan and enclosure) @ master bathroom
Remove bathroom accessories @ master bathroom
Remove vanity @ master bathroom
Remove toilet @ master bathroom
Remove tile wall @ bathroom 3rd floor
Remove tile floor @ bathroom 3rd floor
Remove bath tub @ bathroom 3rd floor
Remove bathroom accessories @ bathroom 3rd floor
Remove vanity @ bathroom 3rd floor
Remove toilet @ bathroom 3rd floor
Remove planters TBD
Install only new casing @ bedrooms
Supply new casing @ powder, master bathroom
Install only bathroom accessories @ master bathroom, bathroom 3rd floor
Supply bathroom accessories @ master bathroom
Provide waterproofing membrane on floor @ kitchen, master bathroom, bathroom 3rd floor
Install only single swing wood door, frame & hardware @ bedrooms
Install only single pocket wood door, frame & hardware @ master bathroom
Supply doors, frames & hardware
Provide supports for bath tub roughing
Provide drywall
Provide drywall for pocket door
Provide (1) layer cement board on walls @ bathrooms
Firestop & seal TBD
Install only new tile base @ powder room
Install only new tile wall @ master bathroom TBD
Install only new tile wall @ bathroom 3rd floor TBD
Install only new tile floor @ master bathroom
Install only new tile floor @ bathroom 3rd floor
Patch existing subflooring @ 1st floor TBD
Provide shoe molding @ master bedroom TBD
Provide mortar bed @ shower
Install only new hardwood flooring (prefinished regular straight planks) @ 1st floor
Sand and stain existing wood floor
Sand and stain new wood floor
Supply new hardwood flooring
Patch existing wood flooring after demolition
Patch existing base board after demolition
Provide soundproofing QT-10
Protect (paper and Masonite) new floor
TAPING AND PATCHING
Patch existing walls and ceiling after demolition
Taping walls and ceiling @ 1st floor
Taping walls and ceiling @ 2nd floor
Taping walls and ceiling @ 3rd floor
Paint walls and ceiling @ 1st floor
Paint walls and ceiling @ 2nd floor
Paint walls and ceiling @ 3rd floor
Paint poplar base for the railing
Paint new and existing wood base
Repaint existing doors TBD
Repaint windows with trims
Repaint stair enclosures
STAIR
Sand and stain existing stair threads, prep for carpet runner
Provide new poplar base for the railing
Install only new railing TBD
Supply new railing
MILLWORK
Door and hardware replacement for kitchen cabinetry
Remove cabinetry for banquette
Furnish and install new kitchen island
New cabinets under existing kitchen desk
New kitchen banquette
Resize closet
Reconfigure master closet
Repaint woodwork
Fireplace update TBD
Scaffold
Cleaning
Patch ceiling @ closet and corridor
Paint where patched
Replace access panel
Protect floor @ working area, only with paper
Move & protect furniture
Install only prefinished engineering wood floor
Supply wood floor
Clean subflooring
General touchups and painting
Probe to determine column location
Rebuild partition around column (front side)
Patch walls and ceiling around column
Patch ceiling after electrical changes
Path floor and base board (Labor only) - front side
Remove existing door and save for reuse @ Master WIC
Remove shelves @ small WIC
Provide partition for new pocket door
Install only pocket door (update existing door slabs), casing, frame and hardware (Labor only)
Taping new walls
Paint new partition
Path base board (Labor only) @ WIC
Protect floor
Remove and protect window treatment for reuse
Install only door, frame and hardware
Supply door, frame and hardware
Patch flooring
Install only base @ HO
Supply base
Patch walls
Paint new and existing base
Paint door
Regrout master bathroom
Supply grout
Replace shower door sweep
Protect floor @ working area
Move and protect furniture
Patch ceiling @ (4) bathrooms for fans
Patch walls/ceiling after electrical changes for heater
Taping damaged walls and ceiling
Painting damaged walls and ceiling
Provide (4) fan with (4) motion sensors and smart switch
Provide Electrical heater and thermostat
Run new electrical line 20Amp for baseboard heater
Install new circuit breaker and provide all electrical connections and installation for this heater
Install new switch for bathroom exhaust (4) fans
Provide all electrical installations and connections for this exhaust (4) fans
Installation of HVAC (4) fans
Patch ceiling @ living room
Protect floor @ bedrrom#3, foyer, powder room, great room and dining room
Open ceiling to access beams TBD
Remove existing furrout @ working area TBD
Remove part of wall between bedroom #3 and great room to access beams TBD
Provide temporary partition with plastic
Patch ceiling TBD
Patch wall between bedroom #3 and great room TBD
Provide baseboard on new temporary wall
Patch baseboard TBD
Provide furrout where removed TBD
Provide temporary zipper @ working area
Taping after patches TBD
Painting after patches TBD
Shoring by others
Structural by others
Install only access panel
Supply access panel
Patch walls and ceiling
Paint base
Protect floor with paper @ working area
Protect doors @ working area
Provide plastic walls @ working area
Open ceiling to access duct
Close ceiling after ductwork
Taping new and adjacent ceiling level 4
Paint new and adjacent ceiling level 4
Patch & paint walls
executed Certificate of Capital improvement.
Remove damaged floor boards
Install base
Install new floor boards
Repaint wall
Material
Protect floor @ working area,
Protect windows
PROBES
Provide probes
Patch after probes
Provide access panels
Taping after patching
Painting after pathing
Exterior work
Windows
4. Price guarantee - 8/2022
5. Plumbing fixtures will be furnished by others.
6. In price is not included the cost of any light fixtures
7. Doors hardware includes only: handle, hinges, strike and lock
8. NIC - Not In Contract
9. Working daytime
7. Appliances.
8. Wallpaper.
Protect floor @ working area, only with paper/plastic
Patch ceiling
Patch & paint crown molding
Probes
Protect common area, kitchen and millwork
Protect existing flooring with paper
Remove door's frame and header @ bedroom closet
Open ceiling for new electrical @ living room
Remove crown molding
Remove wallpaper
CARPENTRY
Adjust terrace door
WALL & CEILING
Patch wall & ceiling after new electrical
Patch after crown molding removal
Patch after door & header removal
Skim coat walls after remove wallpaper and door header
Skim coat ceiling where patchedn in the living room
PAINTING
Paint walls (2 layers BM Regal)
Paint ceiling (2 layers BM Regal)
Paint baseboard
Paint doors
Paint exterior door, windows, millwork, closets, radiators and shelves
Fireplace
Replace vent - supply by owner
Electrical (replace switches and outlets, Instalation of new living room light fixtures) - supply by owner
Electrical Permit
Skimcoat existing walls
Skimcoat existing ceiling
Paint ceiling rose
NOTES:
1. In the event a Capital Improvement is claimed the purchaser will not be responsible for any sales tax but will be required to provide our firm an executed Certificate of Capital improvement.
2. All work to be performed during regular working hour.
3. Estimate based on drawings, dated - __/__/__.
4. Price guarantee for 3 months from the proposal date
5. NIC - Not In Contract
EXCLUSIONS:
Install only base board
Replace gypsum board @ ceiling
Replace shelving @ closets (Labor only)
Protect & move furniture for electrician and painting
Patch ceiling ofr extra J boxes
Paint patched walls and ceiling
Paint ceiling & crown moldings where patched
Protect kitchen for painting
Paint ceiling @ kitchen, hallway and powder room
Protect floor, walls and furniture @ working area with plastic
Replace damaged sheetrock where probe
Paint ceiling @ master bedroom
Paint ceiling where patched
Touch up and paint windows opening
Replace ceiling sheathing @ living room and master bedroom
Supply paint - different colors
Provide access panels
Protect sidewalk
Cover windows with plastic
Remove door
Remove laminate
Remove wood flooring
Remove subflooring @ commercial area
Remove ramp and save for reuse
Remove platform with stair
Install only new sliding door, frame and hardware
Supply sliding door, frame and hardware
Install only ramp
Provide wood blocking for sliding door
Provide new drywall partition
Enclose door opening
Provide access panel (up to 16"x16")
Casing
Install only new 4" wood base board
Supply 4" wood base board
Prepare existing slab
Provide new concrete floor
Repaint existing ceiling with ducts and pipes
Clean existing ceiling, duct and pipes to prepare for painting TBD
Scraping existing ceiling
Patch walls after demolition
Patch ceiling after demolition
Skimcoat walls level 3
Repaint walls (1) coat
Paint interior doors
Bathroom
Remove masonry wall to provide arch opening
Remove drywall to provide arch opening
Reinforce openings TBD
Provide wood blocking
Create arch opening
Install only shelves
Taping openings
Paint openings
Paint shelves
Install only faux beams TBD
Supply faux beams
Protect common area TBD
Protect existing floor with paper @ working area
Remove partition to enlarge kitchen
Remove tile wall @ bathroom
Remove tile floor @ bathroom
Remove shower, curb, enclosure and mortar bed
Remove millwork @ bathroom
Open shafts to access piping TBD
Supply casing
Install only bathroom accessories
Supply bathroom accessories
Provide waterproofing membrane on floor @ bathroom
Provide waterproofing membrane on wall @ shower
Provide waterproofing membrane on floor @ kitchen
Supply doors, frames and hardware
Provide drywall partition for pocket door TBD
Extend closet walls to the ceiling
Install only access panels (up to 16"x16") - Allowance
Supply access panels (up to 16"x16")
Provide soffit @ kitchen
Patch crown molding (Labor only)
Install only new floor tile @ bathroom and kitchen TBD
Supply new floor tile
Install only tile walls 9' TBD
Supply new tile wall
Provide (1) layer cement board on walls and fix existing frame @ bathroom
Patch existing base board
Provide 5mm underlayment
Patch existing subfloor
Install only saddle
Supply saddle
Provide mortar bed
Fix existing ceiling and walls after changes and demolition
Paint new/existing walls and ceiling where fixed
Paint new single doors
Stone, marble, backsplash, countertops and granite
Millwork, glazing and kitchen
3. Estimate based on drawings, dated __/__/____.
5. Doors hardware includes only: handle, hinges, strike and lock
6. NIC - Not In Contract
7. Price guarantee by 3/2023
Protect existing floor with paper with string lines
Protect and move existing furniture
Remove baseboard TBD
Remove existing wood flooring TBD
Remove tile ceiling @ bedroom
Remove tile base @ bathroom
Remove closet's interior
Install only entrance swing wood door, frame & hardware
Replace hardware and casing on existing door TBD
Provide wood blocking on new walls only
Provide drywall partition TBD
Provide low partition TBD
Enclose existing opening after door removal TBD
Relocate electrical panel (carpentry only)
Install only access panels (up to 16"x16") TBD
Install only new floor tile @ bathroom TBD
Install only tile walls TBD
Provide (1) layer cement board on walls @ bathroom
Install only new wood base and patch existing
Replace 1/4" round trim for new flooring
Supply new base
Sand and stain existing wood flooring TBD
Patch existing wood flooring
Install only new vinyl wood floor over existing
Protect (Paper) new floor
TAPING, PLASTERING AND PATCHING
Taping new and existing walls and ceiling level 4
Fix existing ceiling and walls after electrical changes and demolition TBD
Paint base board
Repaint existing windows TBD
Refinish brick walls
Stairs
Fireplaces
Glazing and mirrors
Appliances
Structural and welding
3. Estimate based on drawings, dated 02/05/2021.
7. Price guarantee by 12/2022
Protection @ working area
Patch existing ceiling @ bathroom
Patch existing ceiling @ closet
Paint existing ceiling @ bathroom
Paint existing ceiling @ closet
Protection existing flooring with paper @ ground floor
Protection existing bathroom @ ground floor
Remove baseboard @ ground floor
Remove existing flooring @ ground floor bedroom and WIC
Remove existing kitchen with partition
Provide new partition @ kitchen
Install only new base board (except mech rooms and bathroom)
Supply budget for new base board
Patch existing subflooring TBD
Install only tile floor @ ground floor bedroom and WIC
Supply tile floor
Touch ups
Paint walls (regular paint)
Paint ceiling and soffits (regular paint)
Repaint windows and exterior doors
Repaint existing interior doors
Garbage construction fees
The fourth floor is charged by the hour ($45/hour) and materials with separate invoices
8. Price guarantee by 11/2022
Install only single swing door, frame & hardware
Provide drywall partition H=13' @ mezzanine (6" 20GA 16" o.c. Steel frame, NO insulation, (1) layer GB one side)
Provide drywall partition H=14' 8" @ ground floor (6" 20GA 16" o.c. Steel frame, NO insulation, (1) layer GB one side)
Provide drywall partition H=12' (6" 20GA 16" o.c. Steel frame, 6" SAFB insulation, (1) layer GB ea. side)
Taping new drywalls only, level 3
4. Doors hardware includes only: handle, hinges, strike, panic device and lock
6. Price guarantee by 10/2022
Protect existing storefront
Protect existing stairs/slopes/flooring
Remove temporary platform TBD
Remove single door @ demising wall TBD
Remove single door
Remove double door
Remove demising wall H = 16'
Remove 4 risers stair
Remove 6 risers stair
Remove storefront
Install only double swing door, frame & hardware
Enclose existing opening after door demolition
Provide drywall partition Gd2L around stair @ GL H=17' TBD (3-5/8" 20GA 16" o.c. frame, 3" insulation, (2) layers GB ea. side)
Provide drywall partition Gd2L around elevator @ GL H=15' TBD (3-5/8" 20GA 16" o.c. frame, 3" insulation, (2) layers GB ea. side)
Provide drywall partition Gd2L @ UL H=15' TBD (3-5/8" 20GA 16" o.c. frame, 3" insulation, (2) layers GB ea. side)
Provide drywall partition Gd0A @ UL H=15' TBD (3-5/8" 20GA 16" o.c. frame, 3" insulation, (1) layer GB ea. side)
Provide drywall partition Gc2L @ UL H=15' TBD (3-5/8" 20GA 16" o.c. frame, 3" insulation, (2) layers GB ea. side)
Provide drywall partition Gd2L @ LL H=15' TBD (3-5/8" 20GA 16" o.c. frame, 3" insulation, (2) layers GB ea. side)
Install only new base
Patch existing subflooring or flooring
Install only new flooring
Supply new flooring
Fix existing columns after storefront changes
Provide primer on new drywalls only
Painting
Glazing and storefront
Scaffold, safeguards
Structural
Masonry
Handrails and stairs
Elevator
Supply electrical finish fixtures
3. Estimate based on drawings, dated 04/12/22.
Protect and move W/D
Protect HVAC
Protect common area/elevator
Remove wall
Remove tile floor
Remove tile wall around shower and bath tub
Remove toilet after disconnection
Remove vanity after disconnection
Remove double vanity after disconnection
Remove shower cab after disconnection
Remove bath tub after disconnection
Remove light fixtures and window treatments
Remove kitchen with appliances
Remove built-in closet @ bedroom #2
Remove closet interior
Remove WIC interior
Provide waterproofing membrane on floor with 6" on wall LATICRETE 9235 @ bathroom
Provide waterproofing membrane on wall LATICRETE 9235 @ shower & tub
Install only single swing wood door, frame, casing & hardware @ new W/D closet
Replace hardware on existing doors (Labor only)
Install only bathroom accessories and med cabinet
Provide bath tub supports
Update blocking
DRYWALL 20GA
Provide drywall partitions
Patch bathroom walls
Enclose door opening @ media
Provide cement board around shower and bath tub
Firestop and seal
Install only tile floor @ bathrooms
Install only tile wall around shower and bath tub
Install only tile base @ bathrooms
Install only backsplash
Supply tile floor/backsplash/saddle/grout
Patch existing subfloor/floor
Provide underlayment @ bathrooms
Provide mortar bed
TAPING/SKIMCOATING
Taping/Skimcoating existing walls
Patch after demolition and electrical
Repaint ceiling (Benjamin Moore Regal - 2 coats)
Paint walls (Benjamin Moore Regal - 2 coats)
Repaint existing base
Repaint existing doors
Paint new doors
Paint grilles
Paint windows and radiator covers
HVAC and grilles
Refinish wood floors
Stone/marble
Glazing and glass doors
Reface fireplace/replace hearth
Millwork, closet interiors, appliances, fixtures
Miscellaneous labor, protection, cleaning, lifting for other trades and construction dumpster fees will be charged by hours and pick ups
ALTERNATIVES
Provide niche @ fireplace
3. Estimate based on drawings, dated 02/06/2024.
4. Price guarantee - 04/2024
Patch and paint (see pictures below)
Protect working area with paper
Protect existing floor with masonite and paper at working area
Provide plastic walls at dining room
Provide walls with plastic at working area
Remove masonry partition to provide arch opening
Cut and patch wainscoting wood panel on bedroom side
Furnish and install poplar trims and MDF for end of the new opening
Furnish and install plaster molding for new opening
Furnish and install new wood step down into bedroom
Sand and stain wood flooring at new step
Wood step decoration
Patch affected walls and ceilings
PAINTING/WALLPAPER
Paint affected walls and ceilings
Patching wallpaper on bedroom side
Patch and paint existing crown molding and base board
Paint new opening trims and brick wall
Patch after electrical fixtures replacement
4. Materials prices based on 06/01/21.
DEMOLATION AND PROTECTION
Supply budget new casing for doors
Install only single swing door, frame & hardware H = 7'
Supply single swing door, frame & hardware
Provide drywall partition TYPE 1
Replace water damaged gypsum board and fix existing frame TBD
Supply access panels
Provide new drop GB ceiling
Supply budget for new wood base
Patch existing concrete floor TBD
Install only finish floor
Supply finish floor
Protect (Masonite and paper) new floor
Skimcoat level 5 new walls
Patch and skimcoat level 5 existing walls
Skimcoat level 5 new ceiling
Paint new & existing walls (Spray paint)
Paint new ceiling (Benjamin Moore Regal (2) coats)
Paint new wood base
Provide waterproofing membrane on floor (kitchen and powder room) LATICRETE 9235
Reinstall only double swing door, frame & hardware H = 7' TBD
Supply doors, frame & hardware
Provide drywall partition CHASE
Provide (1) layer cement board
Provide (1) layer GB on existing exterior walls
Provide new GB ceiling
Provide GB soffit @ kitchen - Allowance
TILE & STONE
Install only new backsplash tile TBD
Clean existing tile TBD
Polish
Repair existing tile floor
Patch and skimcoat level 5 existing walls TBD
Patch masonry wall
Prepare masonry wall for painting
Paint existing walls (Benjamin Moore Regal (2) coats)
Paint existing brick wall (Benjamin Moore Regal (2) coats)
Repaint casing around openings
Install only single swing exterior door, frame & hardware H = 7'
Install only double swing door, frame & hardware H = 7'
Install only window's pocket shutters
Provide drywall exterior partition for new exterior door
Provide GB soffit
Install only new flooring and underlayment
Sand and stain new flooring
Install only (1) layer 3/4" plywood new subflooring
Patch walls after demolition TBD
Skimcoat level 5 new & existing walls
Paint new & existing walls (Benjamin Moore Regal (2) coats)
Paint new wood doors
Repaint existing door TBD
Paint window's pocket shutters
Install only flush medicine cabinet
Supply medicine cabinet
Provide waterproofing membrane on floor (bathroom) LATICRETE 9235
Provide waterproofing membrane on wall (shower and bath tub) LATICRETE 9235
Install only single pocket door, frame & hardware H = 7'
Provide bath tub supports roughing
Provide drywall partition for pocket door
Provide new drop GB ceiling where ducts
Install only new tile floor TBD
Install only new tile wall H = 4' 6" TBD
Install only new tile wall full height around shower and bath tub TBD
Install only new tile base TBD
Patch existing subfloor TBD
Provide waterproofing membrane on floor (bathrooms) LATICRETE 9235
Provide waterproofing membrane on wall full height (shower and bath tub) LATICRETE 9235
Install only double bi-fold door, frame & hardware H = 7'
Provide drywall partition FURROUT
Exterior work (pavers, decks, roofs, windows, exterior doors, walls)
Rear yard touch-ups TBD
Stairs and railing
Paint stairs and railing TBD
Paint new/existing crown molding
Infill stair openings after demolition TBD
Curved parts (ceiling, walls, taping, painting, base)
Demolition and protection
Protect stairs
Update existing protection
Plumbing (including new hot water heater)
Millwork, glazing, shoe rack door, shelving, cabinets
Countertops and stone
Electrical
Heating floor
Install only warmup insulation board
Install only grilles
Windows and skylights
Paint windows, sills, millwork
Repaint casing around windows TBD
Provide leveling @ bathrooms
Provide underlayment for bathrooms
Sistering existing wood joists (Labor only) TBD
Miscellaneous
B.E.C. Certificate
Extra to provide 18GA framing instead of 20GA
Remove existing subfloor
Extra to provide (1) layer 3/4" plywood new subflooring (the price of repair is included above)
Furnish 3/4" plywood subflooring
Rebuild the wall between master bathroom and hallway @ 2nd floor if we replacing the subfloor
Install only new crown molding @ 1st, 2nd and 3rd floor
3. Estimate based on drawings, dated 10/25/22.
4. Price guarantee - 04/23.
6. In price is not included the cost of any electrical fixtures
4. Appliances.
Protect floors with paper @ working area
Protect walls with plastic @ working area
Protect bathrooms
Open ceiling to access ductwork @ kitchen pantry
Open ceiling @ pantry basement
Open wall/ceiling to access wiring @ master closet, hallway TBD
Remove ceiling @ office bathroom
Provide access panels (up to 16"X16")
Patch ceiling @ kitchen pantry
Patch ceiling @ pantry basement
Patch wall/ceiling @ master closet, hallway TBD
Provide (1) layer GB ceiling @ office bathroom
Taping ceiling @ kitchen pantry
Taping ceiling @ pantry basement
Taping wall/ceiling @ master closet, hallway TBD
Taping around skylight @ 3rd floor bathroom
Patch ceiling @ guest bedroom
Taping ceiling @ guest bedroom
Taping ceiling @ office bathroom
PAINTING AND WALLPAPERING
Paint ceiling @ kitchen pantry
Paint ceiling @ pantry and basement
Paint wall/ceiling @ master closet, hallway TBD
Paint around skylight @ 3rd floor bathroom
Paint ceiling @ guest bedroom
Paint ceiling @ office bathroom
Paint brush kitchen cabinets
Paint TV millwork @ basement
Paint spot on 2nd floor hallway, spot on ceiling stairs down to basement, spot on wall between master bed and dressing room
Repaint windows
Install only wallpaper @ Massage room (Labor only) TBD
Fix window screen @ living room
Install latches on window @ (1) living room, (1) master (Labor only) TBD
Install only doorknob in Gavin's closet and guest room
Install only towel bars, toilet paper holder & mirrors @ Master bath
Install shower curtain rod @ Gavin's bath
Level/adjust dryer (Labor only)
Supply by owner
Replace lattice (carpentry)
Provide new curb for lattice
Apply new finishes for lattice
Install plywood countertop and rod @ laundry
Install drying rod @ laundry
Remove existing rope hook (1 pc)
Patch wall after outlet repair (1 pc carpentry only)
Install only new rope hooks (3 pcs)
Install only doors stop on wood floor (1 pc)
Install only new base moldings (~60LF)
Patch existing wood floor at den, only 5 boards
PATCHING/PAINTING/WALLPAPER
Paint new base moldings
patch the wallpaper
Patch ceiling (~1000SF)
Paint ceiling (~1000SF)
paint walls only patchin arias
4. Painting will be done in the same color the same finish
Protect common area
Protect doors
Protect millwork
Remove and store existing window treatments
Move and protect furniture, carpets and pictures
Remove wood floor
Remove subfloor
Remove wallpaper from walls
Remove wallpaper from soffits
Remove climbing wall @ bedroom #3
Remove millwork
Protect millwork after removal
Remove stair carpet runner @ lower level
Remove and store glass @ stair
Reinstall existing swing doors slabs in existing frame Allowance
Install only new wood base and shoe moldings
Supply wood base and shoe moldings
Install only new pre-finished wood floor (regular straight planks)
Supply pre-finished wood floor (regular straight planks)
Sand and stain
Patch existing subflooring Allowance
Provide acoustical underlayment QT 10 mm
Patch existing walls & ceiling
Prepare walls for paint after wallpaper removal
Prepare soffits for paint after wallpaper removal
Patch after demolition
Patch after electrical changes Allowance
Paint existing walls
Paint new baseboard
Paint columns @ upper floor
Repaint existing doors
Repaint existing windows
Install existing window treatments back
Scaffolding
Install existing stair glass back
Glazing
Millwork and millwork's painting
Upholstery
Replace stair threads (Labor only)
4. Price guarantee 10/2022.
5. Doors hardware installation includes only: handle, hinges, strike and lock
THROUGHOUT
Protect treads, hand railing from 1st to 3rd floor
Protect windows for painting
Protect windows treatment
Move microwave and refrigerator out of demo area, then dispose of them at the end of project
Provide plastic enclosure with zipper access for dust control, at 1st floor staircase
Refinish existing wood floor @ first floor
Stain existing wood floor @ first floor
Patch existing floor after demolition
Refinish stair steps
Patch subflooring/self-leveling
Patch after electrical changes
Millwork and their painting
Firestop and seal
Open wall to access piping
Glazing (shower glass enclosure/door)
General conditions
KITCHEN
Protect dishwasher to reuse
Remove door to dining room
Remove cabinets and store @ living room
Remove countertops and appliances
Remove window sills and trims
Remove partition between kitchen and dining room
Remove tile floor with substrate
Install only casing
Replace head casing to @ left window to match other head casing
Install all new cabinet door and drawer pulls
Provide waterproofing @ kitchen
Provide partition between kitchen and dining room
Patch wall for new radiator
Provide radiator enclosure
Patch baseboard after demolition (Labor only)
Self-leveling
Backsplash & countertops
Install only tile border
Install only tile floor (56"x56")
Skimcoat level 5 new and adjacent walls
Paint new and existing walls (BM Regal - 2 coats)
Paint existing ceiling (BM Regal - 2 coats)
Paint opening (to dining room)
DINING ROOM
Provide wall paneling
Install only new opening trims
Supply trims
Skimcoat level 5 new and existing walls
Add base molding around window/radiator wall to match existing (Labor only)
Paint wall molding
Paint opening (to stair hall)
MUD ROOM
Install new retractable sweep to bottom of back door
Paint walls (BM Regal - 2 coats) @ mud room
Paint exterior door
Paint windows section
POWDER ROOM
Remove lav after disconnection
Remove tile wall
Patch walls after tile removal
Install only mosaic feature
Paint walls (BM Regal - 2 coats)
ENTRANCE HALL
Paint existing walls (BM Regal - 2 coats)
LIVING ROOM & SUNROOM (OPTION A)
Protect and move piano
Remove door to sunroom
Remove partition between living room and sunroom
Patch walls after wall demolition
Patch floor underneath the recessed radiator
STAIR HALL
Patch after electrical changes for new sconce
Paint existing walls (BM Regal - 2 coats) @ 1st floor
Paint existing ceiling (BM Regal - 2 coats) @ 1st floor
Paint door @ coat closet and basement
Paint opening near coat closet and basement
JAMES' BATHROOM
Replace accessories (labor only)
Remove sink after disconnection
OLIVIA'S BATHROOM
Provide zipper
Carefully remove shower fixtures, fittings and tile
Provide new shampoo niche
Provide waterproofing @ shower
Patch walls after tile demolition
Install only tile floor
Install only tile wall
Install new vent
MELINA'S BATHROOM
Paint wall paneling @ dining room
Paint existing walls (BM Regal - 2 coats) @ 2nd floor hall
Paint base board @ 2nd floor hall
Paint wall molding @ 2nd floor hall
Paint door @ 2nd floor hall
Paint existing walls (BM Regal - 2 coats) @ 3rd floor hall
Paint existing ceiling (BM Regal - 2 coats) @ 3rd floor hall
Paint base board @ 3rd floor hall
Paint wall molding @ 3rd floor hall
Paint door @ 3rd floor hall
Paint stair risers, balusters and molding from 1st to 2nd floor
Paint stair risers, balusters and molding from 2nd to 3rd floor
Sand each step on the staircase 1st to 2nd floor, apply desired stain, then finish with three coats of Bona premier finish
Remove door to mud room
Install only cherry swing door, frame and hardware @ mud room
Paint windows section @ kitchen
Paint windows section @ dining room
Paint windows section @ entrance hall
Paint windows section @ living room & sunroom
Paint windows section @ stair hall
Paint windows section @ Olivia's bathroom
3. Estimate based on scope, dated 12/01/23.
4. Price guarantee - 12/2023
SECOND FLOOR
Open/patch and paint wall after leak repair @ bathroom
GENERAL
Protect floor for roofers from basement entrance with masonite and paper
Protect elevator
Protect bathroom @ basement
4. NIC - Not In Contract
5. Price guarantee - 08/2023
Provide waterproofing @ pump area KEMPER 2K-PUR (Labor)
Supply Kemper, primer & fleece
Protection and preparation to work
Build new partition to provide elevator vestibule
Install only single swing door, frame and hardware
Supply budget for door, frame and hardware
Taping new and damaged walls and ceiling
Painting new and damaged walls and ceiling
Protect floor @ working area 11A
Remove plywood from terrace through apartment 11A
Misc. and touch ups
Provide (68 1/2" x 12") double 5/8" sheetrock with 1" green sheetrock @ 18th Floor
Provide (55 1/2" x 8 1/2") double 5/8" sheetrock with 1" green sheetrock @ 30th Floor
Provide (24" x 100") double 5/8" sheetrock with 1" green sheetrock @ 30th Floor
Install only new tile (36" x 60") @ 30th Floor
Taping new walls @ working area
Paint new walls @ working area
Provide partition (3-5/8" 20GA frame, insulation, (1) layer GB ea. side)
Install only HM door, KD frame, hardware
Supply non-rated door
Supply heavy-duty door closer
Supply push bar
Taping new partition
Paint new wall & ceiling
Patch baseboard (Labor only)
Install only bathroom accessories (bars)
Install only door sweep
Install only TV
Provide blocking for TV mount @ Office
Laquer paint additional
Cut to custom size wall wood mount, for a face art, stained and refinish with polycrylic
Remove drywall partition
Provide GB fascia
Patch baseboard after demolition (labor only)
Patch wood floor after demolition (labor only)
Repaint affected walls @ Kitchen/Living room
Repaint existing ceiling @ Kitchen/Living room
Repaint existing baseboard @ Living room
Protect existing floor with Masonite
Protect existing kitchen with polyethylene
Paint crown moldings/closets/doors with casing
Protect windows and radiators under the windows
Demolition of windows soffits for create pocket
Intall poplar wood with brackets and paint for window shades
Create 4”X4” pockets for window's shades with plywood blocking
Plaster around pockets
Paint walls window's side only
Protect existing floor with masonite
Paint base boards/crown moldings/closets/doors with casing
Protect existing wood flooring with masonite apartment
Protect existing flooring with paper common area
Protect existing doors with polyethylene
Remove existing wood base
Remove existing wood floor with underlayment
Remove existing drywall H=9'6"
Patch/Repair existing walls & ceiling after demolition (32 LF)
Furnish and Install GB soffit
Provide self-leveling ($60 for bag)
Only instalation of new wood base
Only instalation of new pre-finished engineering wood floor
Furnish and Install new acoustical underlayment 10mm
Provide base board materials
Plastering of walls & ceiling (5 LF from demolition area each side)
Paint existing walls & ceiling H=9'6"
Misc. Painting Allowance
CONSTRUCTION FEES
3. Estimate based on drawings, dated 01/14/19.
Proposal
Apartment 9 B&C
166 West 18th street
New York, NY
Revise.
Protect (masonite) existing floor
Provide temporary partitions between apartments B&C
Provide temporary zipper type at entry doors, dust proof enclosure
Remove existing partitions
Remove wall tiles
Remove existing GB after wall tiles removal
Remove existing baseboard
Remove existing finish wood floor
Remove existing doors
Remove pair existing doors
Remove existing millwork,
Remove existing kitchen
Demolition of wood flooring in hallway, between bath and bedroom, APT 9B 28sf,
Cover kitchen cabinets doors
Remove existing closet door and fix opening, in the bedroom, APT 9C
Remove existing ceiling GWB&framing in living room, existing kitchen, laundry room.
Remove only GWB on the ceiling , new kitchen area, P room, bath.
Remove existing walls GWB&framing in Landry, P room
Demolition existing wall in kitchen area and fix it. Because of extending cabinets
Demolition duct work soffit
MILLWORK/FINISH CARPENTRY
Install Wood Bases
Install only door casing
Supply only door casing, Material cost Allowance $4/sf.
Install inly vanity
Install only toilet accessories
Laticrete Waterproofing bathroom, kitchen & laundry floor
Wood/Metal Blocking for millwork, door frames
Install only doors, frames and hardware
Install only pair doors, frames and hardware
Install only pocket doors
DRYWALL & CEILING
Scar Patch existing walls after drywall demolitions
Patch existing walls after demolitions: millwork, plumbing & electrical fixtures.
Drywall partition 1
Drywall partition 2 - Pocket door wall
Drywall partition 3A - furrout
Fill-in wall openings - Type 1
Provide cement board at wet areas
Re-install GB in bathrooms after existing tile removals
Wall and ceiling firestop & seal
New drop ceiling
Provide GB Fascias
Access panels
New ceilings framing and GB , 1083 sf
New GWB on the ceiling
Installation soffit in dining room for duct work and for shades
Installation east between new and old ceiling with corners beads
Farming around new EP and installation GWB
Reveals around two columns
Ceiling In dining room top of the table
Laminate who calumns In hallway at powder room
Installation framing around small closet and niche, new EP. between P room and main entrance
Installation kitchen cabinets by time
Demolition of main door APT 9B and only installation openings and new door ( provide new door by owner)
Fixing framing and installation cement boards and GWB in the bath
Build temporary partition wall to make separate construction area
Extra times for layout
installation plywood on the floor in bedroom
TILE & STONE - POWDER ROOM
Install only floor tiles
TILE & STONE - LAUNDRY
Install only bases
Instal only wall tiles
TILE & STONE - KITCHEN
Install only backsplash tiles
TILE & STONE - BATH
FLOORING . 6/A300
Cement leveling as Req'd - TBD
New finish floor - install only. 3a/A-003
(2) Geniemat Acoustical Enkasonic sound mat RST-10, Install.
re-finish existing wood flooring - and new flooring
Protect (masonite) new and existing floor finish after stain
Paint New & Existing walls, ceiling, fascias
Paint new & existing baseboard
Paint new & existing wood doors
Paint new and existing Pair wood doors
Paint new and existing door trimming
Misc. Painting Allowance
New & existing walls & ceiling skim coating
General Conditions/Overhead
Grand Total
3. Estimate based on drawings, dated 12/06/18.
Remove dameged GB and install new one , fix the framinng,
Only instalation of access panel
Install insulations on the pipes
Plaster and painting
Materials and deliveries
Cover extra floor area with paper
Paint existing walls (different colors) H=9'
Remove existing single door
Remove closet with interior
Remove tile floor @ BATHROOM & KITCHEN
Remove cabinetry
Patch floor after demolation
Sand and stain existing wood floor after patching
Patch ceiling after demolation
Patch wall after demolation
Install new door wood trim (Labor Only)
Single SC pocket door, frame & hardware (Labor only) H=7'
Single SC swing door, frame & hardware (Labor only) H=7'
Provide drywall ((1) frame 3-5/8", (1) layer GWB ea side)
Provide drywall ((2) frame 1-5/8", insulation, (1) layer GWB ea side, masonite inside)
Provide shaft wall
Ceiling & soffits
Provide Laticrete #9235 waterproofing @ BATHROOM
Install only new tile floor @ BATHROOM 24x48
Install only new stone floor @ KITCHEN
Install only new backplash stone @ KITCHEN
Install only new stone base @ BATHROOM
Install only new tile wall @ BATHROOM 4x24
Provide new 3/4" plywood subflooring (~6 SF)
Taping new & existing walls level 4
Paint new & existing walls
Taping existing ceiling level 4
Paint single doors
Paint new & existing wood base
Provide steel angle support for bathroom vanity
Fireproof
Replace entrance door
Finish existing brick walls
Paint existing window's trim
Replace stairs w/ railing
Replace floor
Protect existing floor with paper with string lines
Paint existing pipes and ducts
Protect common area with stairs
3. Estimate based on drawings, dated 03/05/2021.
Protect appliances
Remove entrance door and enlarge opening
Remove old wiring
Remove furniture
Remove shower cabin
Remove existing ceiling
Remove existing wood floor
Remove existing flooring @ bathroom
Remove existing laminate @ kitchen
Remove existing door trims
Remove existing border tile
Patch floor after demolition (or provide Luxury Vinyl Plank
Sand and stain existing wood floor after patching (except for the common area) (or instalation Vinyl floor)
Patch ceiling after demolition
Patch wall after demolition
Patch wall after outlets relocation
Supply new door wood trim
Entrance door, frame & hardware (Labor only) H=8'
Single bedroom's SC swing door, frame & hardware (Labor only) H=7'
Provide drywall (20GA (1) frame 3-5/8", (1) layer GWB ea. side) H=11'
Provide drywall (20GA (2) frame 1-5/8", insulation, (1) layer GWB ea. side, masonite inside)
Install only new crown molding @ bedroom
Provide (1) layer GB drop ceiling @ kitchen/bathroom
GB soffit for duct
Provide (1) layer HardieBacker board on floor @ kitchen
Provide (1) layer GB drop ceiling above closets with plywood sheeting
Provide new acces panel (up to 16"x16")
Patch ceiling after electrical fixtures replacement
Furnish new wood base
Provide Laticrete #9235 membrane on floor in the kitchen floor
Provide Laticrete #9235 membrane on wall full height
Install only new regular tile floor @ kitchen
Install only new tile wall @ shower walls
Taping new ceiling level 4
Paint new ceiling
Clean up existing base board
Repaint existing crown moldings
Repaint existing doors and casing
Fireplase stone instalations
instalation of hood
Kitchen cabinets stones Instalations
Replace wood floor
Furnish and install (1) shelve and (1) rod @ small closet
Stone hearths
Replace existing door's hardware
Recess power in baseboard
Carpeting
Protect existing furniture/fixtures
3. Estimate based on drawings, dated 07/29/2021.
Revised Proposal K&G GEKON.INC 9175190637
Apartment #27D
1 Central Park West
New York, NY 10023
Remove drywall
Remove doors & frames
Remove pair doors
Remove cabinetry, millwork Allowance
Remove wood flooring
Remove toilet fixtures
Remove floor tiles
Remove wall tiles
Remove floor bases
Remove existing ceiling Allowance
Protection windows
Protection hallway
Install only new wood bases
Install only door casing.
Bathroom Accessories-Install only
Install only plaster faced foam crown moldings AE-03
Laticrete Waterproofing bathroom & kitchen floor, walls at wet areas
Wood/Metal Blocking in new & existing walls for millwork, doors, e.t.c.
Tub enclosure roughing
Install only Trustile wood pocket doors, frames and hardware
Install only Trustile wood pair pocket doors, frames and hardware
Install only Trustile wood doors, frames and hardware
Install only Trustile wood doors and hardware, concealed
Install only Trustile double wood doors and hardware, concealed
Provide access panels Allowance
Scar patch existing walls after demolitions
Patch existing walls after demolitions Allowance
Drywall partitions type 5 - pocket door walls w/Quiet rock both side
Drywall partitions type 5 w/Quiet rock both side
Drywall partitions Type 3 w/Quiet rock both side
Drywall partitions Type 1 w/add. Quiet rock both side
Drywall partitions type F - furrout
Reinstall GB to existing walls in bathroom -cement. boards
Fill in existing wall opening
Create bathroom wall niches
Provide cement boards at wet areas
Create pocket door wall openings
Soffits/Fascias
New GB Drop ceiling
Provide window pockets Allowance
Provide new coffer (vault or dome) GB ceiling
Provide light cove A-403
Provide knife edge light valence AE-04 at light cove
MASTER BATHROOM
Install only floor tiles
Install only wall tiles
Install only base tiles
2ND BATHROOM
3RD BATHROOM
POWDER ROOM
LAUNDRY
Install only tile bases
KITCHEN - Install only
Install only back splash tiles
Electric
Install only finish wood flooring
Provide Genie mat and install
Paint GB ceiling/soffits
Paint existing and new walls
Paint crown molding
Paint new and existing fascias, lightcove, window pockets
Paint new and existing baseboards
Paint wood doors w/casing
Paint pair doors w/casing
Paint triple swinging wood door
Paint quadruple swinging wood door
Electrostatic paint window frames G-108
Misc. Painting Allowance
Taping & Skimcoat of new and existing drywall
Taping & Skimcoat of GB Ceiling/soffits fascia's
Taping &Skimcoat coffer ceiling,lightcove
Insurance
2. All work to be performed during regular working hours
3. Estimate based on revised drawings, dated 10/30/19.
3. Closet shelves
4. Millwork & Finish carpentry, incl. wall panels, window trim & wall openings e.t.c.
5 Radiator covers
6. Wall and floor stone slabs
7. Any work not listed above.
Cover floor with paper at working area
Furnish and install (1) shelf @ closet beside laundry
Furnish and install (1) shelf @ closet BR #2
Furnish and install (1) shelf and (1) pole @ closet BR #2
Furnish and install (1) shelf @ closet BR #3
Furnish and install (1) shelf and (1) pole @ closet BR #3
Furnish and install (1) shelf @ coat closet
Furnish and install (1) shelf @ office closet
Furnish and install (2) shelves @ laundry closet
Furnish and install (3) shelves @ WIC BR #1
Furnish and install (3) shelves and (6) poles @ WIC MBR
Furnish and install (9) shelves @ closet MBR
Provide GB rough opening for new door
Install only regular door, frame, casing and hardware @ office
Plaster patch walls after shelves installation
Paint affected ceiling and walls after door installation
Paint walls after shelves installation
Protect existing stair
Protect existing Mudroom
Move and protect existing furniture
Remove plywood @ Basement & Mudroom
Remove 6" GWB in wet areas
Remove tile floor @ Mudroom
Remove wood floor @ Stair landing
Remove base board @ Stair landing
Remove base board @ Basement
Remove flooring @ Basement
Remove flooring with glue @ Gym
Remove existing GB from ceiling @ IT room
Open GB soffit @ Storage
Remove existing bench finishes
Rebuild step @ Basement backyard window
Provide 6" GWB where removed
Provide (1) layer GB on existing frame @ gym & IT room
Provide new GB soffit @ storage
Install only new tile floor @ Mudroom
Regrout tile @ Cellar stair landing
Install only new base board @ basement
Provide (2) layers 3/4" plywood subflooring @ Basement where removed
Provide (1) layer 3/4" plywood subflooring @ Mudroom
Taping elevator pit walls (4')
Taping existing ceiling @ Storage
Taping new ceiling @ Gym & IT room
Repaint existing walls @ basement
Repaint existing walls @ cellar
Remove paint from existing brick walls @ cellar
Repaint existing brick walls @ cellar
Paint new ceiling @ Gym & IT room
Paint elevator pit walls (4')
Repaint existing ceiling @ basement
Repaint existing ceiling @ cellar
Repaint existing interior doors @ basement
Repaint existing interior doors @ cellar
Repaint windows both sides @ basement front
Repaint window both sides @ basement backyard
Repaint exterior door both sides @ basement front
Repaint existing floor @ mech rooms
Paint new base board @ basement
Repaint stair with railing and balusters @ cellar
Provide new White Oak bench with new framing
Provide air scrubbers
Supervision
Misc. labor
Remove steam ovens after disconnection
Protect existing bathroom fixtures with polyethylene
Protect existing flooring of 10D with paper
Regrout existing tile floor at shower area
PATCHING & PAINTING
Patch walls of 10D
Paint walls of 10D
Patch and paint existing interior doors with casing of 10D
Patch and paint existing base board of 10D
Provide microwaves (Miele)
ELECTRICAL
Remove baseboard (areas 8,10,10A,13,17 Not In Contract)
Remove existing sills
Remove HVAC grille door
Remove crown molding (areas 8,10,10A,13,17,closets Not In Contract)
Remove paneling
Remove wall finishes @ KITCHEN
Remove tile/marble flooring
Remove tile/marble/paneling wall
Remove (1) layer GB
Remove soffit @ KITCHEN
Remove draperies with rods/scrim shades
Protect existing W/D
Protect bath tub
Protect existing doors (Not In Contract)
Protect cabinetry
Remove paint from existing doors
Install only new casing for doors (area 16, Not In Contract)
WATERPROOFING
Provide waterproofing membrane on floor BATHROOMs Laticrete #9235
Provide waterproofing membrane on wall full hight BATHROOMs Laticrete #9235
Install only single swing wood door, frame & hardware (closet doors not included area 16)
Install only double swing wood door, frame & hardware (closet doors not included area 16)
Prepare surfaces and install new window sills (Not In Contract)
Enlarge opening for AV closet
Install only HVAC grille door
Install only HVAC recessed panel
Provide drywall partition TYPE 3A
Provide (1) layer water resistant GB BATHROOMs
Install only access panels (16"X16") BATHROOMs (Not In Contract)
Install only new ceiling (1) layers GB
Install only new steel corner and taping 36"
Install only fascia
Install only soffit for scrim shades
Install only new soffit @ KITCHEN
Install only new tile floor (areas 10,10A, 13 (shower only), 17)
Install only new mosaic area 17 (shower)
Window tile trim (Not In Contract)
Install only new tile wall (H = 9'-2"/2'-10")
Install only new wood base 18" (areas 8,10,10A,13,17 Not In Contract)
Patch existing subfloor after demolition (Not In Contract)
Taping
Paint new window sills (Not In Contract)
Install only kitchen's hood (carpentry)
Install only kitchen's microwave (carpentry)
Install only kitchen's range (carpentry)
3. Estimate based on drawings revise, dated 03/12/2021.
Covering workink area (replace everyday)
Remove existing wallpaper @ lobby, library and hallway
Provide plaster weld on walls
Skimcoat walls
Install only new wallpaper (labor only)
Remove existing (1) layer GWB H=10'
Provide new hung ceiling
Provide new furrout 18GA frame, (3) layers GWB, insulation
Provide fascia
Provide SRH-1 spring isolation 48" oc
Provide partition isolation pad
Provide silicone caulk
Provide 1/4" neoprene sponge
Install J beads beetwin the ceiling joins and fill gap with silicon
Taping new ceiling and walls
Paint new ceiling, new and existnig walls
Provide back boxes (2 layer GB for light fixtures)
Provide back boxes (2 layer GB for outlets)
Supply only new HILTI FIRESTOP BOX INSERT Firestop box insert 4" x 4"
Closet doors paint/replace
Protect existing floor with white board
Protect existing common area with paper
Protect corridor with white board
Misc. patching
Garbage and construction fees
Move and Cover furniture with polyethelene
Remove existing dropped ceiling @ bedroom, (2) closets, hallway
Provide new walls
Supply acoustical materials (springs, pads, etc.)
Install only partition isolation pad (bedroom perimeter walls only)
Cut existing wall studs to put the pad (bedroom perimeter walls only)
Patch existing walls after pad installation
Taping new ceiling and adjacent walls
Paint new ceiling and adjacent walls
Firestop
Cover ductwork with GB
Replace access panel TBD
Provide back boxes for ceiling fixtures (bedroom only)
Move and Cover furniture with polyethylene
Electrical (furnish and install (6) spotlights, install (2) speakers) TBD
Stack washer and dryer
Change exhaust pipe with millwork
Protect existing bathroom
Remove existing carpet
Remove existing base molding
Remove existing plywood subflooring (2) layers
Remove existing wood sleepers and acustical rubber blocks, with insulations
Install only spring isolators 24" o.c. (supply by others)
Insall plywood strips for 28" OC, to holde springs.
Install only Kinetics KIP pad 2x2x2 with shim at perimeter 24" o.c. (supply by others)
Provide 3" Therma fiber insulation
Provide (2) layers 3/4" TG plywood
Install only finish flooring
Supply budget base molding
Install only base molding
Provide cotton batting in gap
Patch existing walls
Paint new base molding
Provide (1) layer GB drop ceiling
Remove (2) lights from existing drop ceiling and patch
Remove existing baseboard
Provide (4) access panels
Install only new baseboard
Supply budget for new baseboard
Taping new ceiling level 3
Paint new and existing ceiling
Paint new base
Protect and move furniture
Electrical ((6) high hats) installation only (supply by others)
K&G Gekon.inc 9175190637
Apartment 10GS
1025 5 Ave., Apt. renovation
NEW YORK
Remove existing drywalls
Remove existing suspended ceiling
Remove existing doors, frames & door casing
Remove existing kitchens, appliances
Remove others existing millwork
Remove existing radiator enclosures
Remove existing wall tiles
Remove existing back splash
Remove existing wood bases
Remove existing subfloor
Remove existing wood floor
Remove existing moldings
Provide temporary zipper type at entry doors, dust proof enclosure
Remove existing windows ( Window's installer)
Install Only Wood Bases
Supply only wood bases WB-01
Install Only Wood Solid doors, frame and hardware
Install Only Pair doors, frame and hardware
Install Only Pocket doors and hardware
Install only door casing
Supply only door trimming WDT-01 A401
Provide crown moldings A200 TBD
Install only wall opening casing WDT-02, B/A200
Supply only wall opening casing WDT-02, B/A200
Paneled existing HM doors. J2/H2/A401
Supply material for paneling of existing HM Doors
Install only new window sills 3/A501
Supply only new window sills 3/A501
Radiator enclosures A-501 TBD
Laticrete (#9235)Waterproofing bathrooms, laundry & kitchen floors, wet areas walls
Wood/Metal Blocking
Provide new plywood subflooring
Provide access panels
Patch existing walls after demolition
New drywall partitions, Type 1 w/batt insulation
New drywall partitions, Type 2 - chase walls
New drywall partitions, Type 3 - furring w/insulation
New drywall partitions, Type 4 - cement board lamination of existing walls
New pocket door walls Type 5
New drywall partitions Type 6 - Shaft wall
New drywall partitions Type 7
New drywall partitions Type 8
Provide GB trimmed windows openings 1,2/A-501
Column enclosures
Fill - in existing wall openings
Firestopping
Provide GB ceiling. 4/A-400
Provide GB fascias Type B/A-001
Provide GB soffits.
Provide shower cement board soffits. C/A302
Provide GB light cove
TILES - MASTER BATHROOM
Install only floor tiles.
Install only border floor tiles.
Install only wall tiles
Install only cornice wall tiles
Install only ceiling shower tiles
Install only shower curb tiles
TILES - POWDER ROOM
Furnish & Install stone saddle
TILES - LAUNDRY
Furnish & Install stone saddles
Install Only new wood flooring WD-01
Install Only new wood flooring WD-02
Install Only 1/4" Gene" soundproofing membrane throughout of apartment
Supply 1/4" "Gene" soundproofing membrane
Paint walls
Paint ceiling/beams, fascia's
Paint baseboards
Paint door and wall opening casing
Paint existing and new doors
Paint pair doors
Paint window trimming - TBD
Paint radiator covers - TBD
Taping new walls and ceiling/fascia's/beam enclosures
Skim coat walls at wall covering areas
Existing ceiling skim coating, Note 1/A120
SPECIALTIES
Bathroom Accessories
General Conditions Overhead
insurance
3. Some materials are allowance because no specifications.
4. Estimate based on drawings, dated 7/20/18.
3. Millwork
4. Skim coat walls and ceiling
5. Furnish & Install windows
6. Any work not listed above.
Move and cover furniture with polyethylene
Cover existing floor with masonite @ working area
Remove damaged GB and install new, includs fix the framing
Taping walls and ceiling in the M bedroom, w closet and bathroom
Paint walls and the ceiling in the M bedroom,and w closet
Paint base board in the M bedroom and w closet
Patch existing wood floor, only four boards (floor boards peovide by other)
MODEL APARTMENT (362 W. 125TH STREET)
11 Hancock sales gallery
2296 Frederick Douglass Blvd.
New York, NY 10027
DWGS Dated 10/26/18
Wood blocking
Install only wood doors, frames and hardware
Furnish & Install access door 10/A-004
Provide 3/4" marine plywood substrate/support for sinks. A-22
Provide metal support blocking for sinks A-22
Create shower curb roughing
Patch existing walls (above new furring) and ceiling as req'd Allowance:
Non rating drywall partitions H=8'
Finish top wall conditions
Furring drywall partitions H=8'
Chase drywall H=8'
Create bathroom wall niches 3/A-22
Finish column top wall conditions
Fire stopping & Seal Allowance $1000
Taping/
Taping/new drywalls, lightcoves
3. Estimate based on drawings dated 10/26/2018.
4. Metal/Glass doors ##1, 4/A-004
K&G Gekon.com
JOB: 115 EAST 57TH STREET
UNIT 1100
NEW YORK, NY
Provide wall plywood in IT & Electrical rooms
Install only pair HM doors, frames & hardware
Install only HM doors, frames & hardware
Install only Pocket doors & hardware
Wood blocking in new & existing walls for millwork & equipment
Provide access panels Allowance
DRYWALL . Allow. H=10'
Patch existing walls and columns - 8.189 sf. Allowance
Drywall partitions Type 1
Drywall partitions Type 1A
Drywall partitions Type 1B
Drywall partitions Type 1C - Pocket door walls
Drywall partitions Type 1D
Drywall partitions Type 2 - chase wall
Drywall partitions Type 3
Drywall partitions Type 4 - Header
Window mullion wall conditions
Create pocket door wall opening
Create wall opening for glass (Type 3)
Fire stopping & Seal Allowance
New acoustical drop ceiling
New GB ceiling
Tape new drywall and GB ceiling
Prep. Existing walls and columns - 8,189 sf. Allowance
Paint new and existing drywall
Paint GB ceiling
Paint column enclosures
Paint pair HM doors and frames
Paint HM doors and frames
Paint pocket doors
Paint radiator enclosures
Elevator doors painting
Misc. Painting Allowance
3. Estimate based on drawing A-001.
3. Heavy preparation, skim coat or plastering of existing and new surfaces.
4. Scar patch existing walls
5. Finish carpentry & Milwork
K&G GEKON.INC 917-519-0637
Apartment 12G
1185 Park Ave
NEW YORK, NY
Remove ceiling /soffits/fascias
Remove existing finish wood floor and subfloor
Remove existing cement leveling 2"1/2
Remove all existing plumbing fixtures
Remove existing wall finishes, millwork, cabinets.
Provide wood casing for new windows
Laticrete Waterproofing bathroom, kitchen & laundry floor, bathroom walls, A-300
Vapor & Sound insulation to cover all surfaces in mechanical room, 2/A-310
Floor rigid insulation, cover board & kemperol membrane in mechanical room, 3/A-310
Wood/Metal Blocking for millwork, door frames and windows
Tub enclosures 8/A-300
Provide wood frames for new windows, Provide new windows by others
Scar Patch existing walls
Drywall partition A
Drywall partition B
Drywall partition C
Drywall partitions D
Drywall partitions E
Fill-in wall openings, Type D
Create new openings in existing walls
Provide furrout in master bathroom
Wall and ceiling firestop & seal Allowance $500
Access panels Allowance
TILE & STONE - MASTER BATHROOM
Install only floor tiles FT01
Install only wall tiles T01
install stone saddle
TILE & STONE - TYPICAL BATHROOMS, 017,018,020
install stone saddle
Install tile bases
Kitchen stone tile flooring
Cement leveling 1
Install 2 layers 3/8 plawood
New finish floor - install only
sound mat RST-10, supply and Install.
Repair & Restore existing wood flooring
Paint baseboard
Paint door trimming
Paint existing Crown molding
Paint Pair Wood Doors
Paint interior window trims and sills
Existing walls & Ceiling Skim Coating
Taping new walls and ceiling
Cover floor with paper in apartment
Cover furniture with polyethylene
Cut ceiling around plumbing risers (31 SF)
Provide seal around risers (price for one riser)
Fix existing frame (31 SF)
Provide (1) layer GB @ ceiling with taping
Paint ceiling kitchen (558 SF)
Paint ceiling bathroom
TEMPORARY WORK
Temporary protection
Provide shanties
Provide temporary bathrooms
Provide temporary doors
DOORS
Install only entrance HM single swing doors, frames & hardware A
Install only wood single swing doors, frames & hardware B
Install only wood single swing doors, frames & hardware C
Install only wood single swing doors, frames & hardware D
Install only wood double bi-fold doors, frames & hardware E
Install only wood double quad doors, frames & hardware F
Install only wood double quad doors, frames & hardware G
Install only wood double quad doors, frames & hardware K
Install only wood double quad doors, frames & hardware L
Install only knock down HM single swing doors, frames & hardware C
Install only knock down HM single swing doors, frames & hardware D
Install only knock down HM single swing doors, frames & hardware G
Install only doors, frames and hardware METAL/ALUMINUM/GLASS
WINDOWS
Install only window <A>
Install only window <C>
Install only window <C2>
Install only window <D>
Install only window <E>
Install only window <1>-<8>
Furnish & Install blocking
FINISH CARPENTRY
Install only kitchen
Install only appliances
Install only closet shelf 16" and rod
DRYWALL (WOOD FRAMING NIC)
Furnish & Install Drywall partitions TYPE 1A
Furnish & Install Drywall partitions TYPE 2A
Furnish & Install Drywall partitions TYPE 3
Furnish & Install Drywall partitions TYPE 3A
Furnish & Install Drywall partitions TYPE 4
Furnish & Install Drywall partitions TYPE 4A
Furnish & Install Drywall partitions TYPE 5
Furnish & Install Drywall partitions TYPE 6
Furnish & Install Drywall partitions TYPE 8A
Furnish & Install Drywall partitions TYPE 9
Furnish & Install Drywall partitions TYPE 10
Furnish & Install Drywall partitions TYPE 11
Furnish & Install Drywall partitions TYPE 13
Furnish & Install Drywall partitions TYPE 3 1/2" WOOD FURRING WITH INSULATION
Furnish & Install Drywall partitions TYPE CHASE
Furnish & Install Drywall partitions TYPE BATHROOM FURRING
Furnish & Install Drywall partitions TYPE BATHROOM WALL 0'-8 1/4"
Furnish & Install Drywall partitions TYPE BATHROOM WALL 0'-8 3/4"
Furnish & Install Drywall partitions TYPE KITCHEN FURRING 0'-2 1/8"
Furnish & Install Drywall partitions TYPE KITCHEN FURRING 0'-5 1/4"
Furnish & Install Drywall partitions TYPE ENTRANCE FURRING
Furnish & Install Drywall knee wall
Furnish & Install Drywall partitions TYPE EXTERIOR
Furnish & Install Drywall partitions TYPE DEMISING & CORRIDOR
Furnish & Install cement board
Furnish & Install APA rated sheathing
Provide GB dropped ceilings on height 8'-0"
Provide GB dropped ceilings on height 8'-6"
Provide GB dropped ceilings on height 9'-0"
Provide GB furred ceilings on height 9'-2"
Provide GB furred ceilings on height 9'-8"
Provide GB furred ceilings on height 9'-10"
Provide GB dropped ceilings on height 10'-6"
Provide GB dropped ceilings on height 10'-8"
Provide GB furred ceilings on height 12'-0"
Provide GB furred ceilings on height 12'-8"
Provide GB furred ceilings on height 12'-8 1/2"
Provide GB furred ceilings on height 16'-0"
Install only ACT ceiling on height 9'-6"
Install only ACT ceiling on height 10'-0"
Install only ACT ceiling on height 10'-2"
Install only ACT ceiling on height 10'-6"
Install only ACT ceiling on height 12'-0"
Install only ACT ceiling on height 12'-8"
Supply ACT ceiling tile
Provide insulation in ceiling
Provide vapor barrier in ceiling
Provide GB stair enclosures
Provide GB header
Provide GB soffits <5>
Provide GB soffits for MEP
FIRESTOPPING
ACCESS PANELS
Install only access panels
TRIMS
Install only MDF base board
Install only rubber base board
Install only window sills
TAPING & PAINTING
Taping GB walls & ceiling level 3
MISCELLANEOUS
Equipment
Exterior
3. Estimate based on drawings, dated 04/28/2021.
1. Any work not listed above.
Dumpster fees
Re-groute batrooms
Repanel kitchen island (broken kickplate panel on left corner seating side of island)
Remove all closet fittings (bars/shelves)
Fix and paint cracks of base moldings and crown molding
Touch ups in closets after shelves instalation
Protect (masonite) existing floor finish in public area during renovation
Strip window sills of old paint
Remove existing radiator enclosure
Remove existing crown molding
Remove existing doors, frames and door casing
Remove closets existing doors
Remove existing millwork
Remove existing kitchen
MILLWORK&FINISH CARPENTRY
Install Wood Bases 5 ½"
Install Wood Bases 7 ¼"
Install only wood saddle
Install only door&opening casing
Install only toilet accessories
THERMAL&SOUND PROTECTION
Laticrete 9235 waterproofing membrane
Wood/Metal Blocking for millwork, door frames, windows frames
Install only swing doors, frames and hardware
Install only pocket doors, frames and hardware
Install only double swing doors, frames and hardware
Install only double sliding doors, frames and hardware
Provide shower curb
Install only new wood step
DRYWALL&CEILING
Patch existing walls&ceiling after demolition
Drywall partition 3-1/2" metal studs w/ (1) layer GB ea. side&insulation
Furrout exterior walls
Drywall partition for pocket door
Install only column enclosure
Provide mold resist GB at kitchen
Install only access panels
TILE&STONE
New finish wood floor over existing - install only
Provide soundproofing underlaument mat
Sand and stain wood flooring
Protect (masonite) new finish floor after stain
New&existing walls/ceiling skim coating
Paint New & Existing walls, ceiling
Paint new and existing opening trimming
Paint existing window sills
Paint new radiator enclosure
Misc. Painting
3. Estimate based on drawings, dated 29/08/19.
Protect existing mirror door and wall
Protect existing windows
Protect existing radiator
Protect existing wooden valance
Remove wood flooring TBD
Remove ceiling
Remove crown molding and trim
Remove shoji panels
Remove tile base TBD
Remove finish wall around bathtub and shower TBD
Remove finish floor @ kitchen and bathrooms
Remove subflooring
Remove bathroom accessories, mirrors, medicine cabinets
Install only new casing for doors and openings
Supply casing and trims
Provide waterproofing membrane on floor @ kitchen and bathrooms
Install only double swing wood door, frame & hardware
Install only triple pantry door, frame & hardware
Provide rough opening
Provide wall niche TBD
DRYWALL H = 9'
Provide drywall pocket partition ((2) 1-5/8" 16 o.c. frame 20GA, (1) layer GB ea. side, insulation, Masonite)
Provide drywall regular partition (3-5/8" 16 o.c. frame 20GA, (1) layer GB ea. side, insulation)
Provide drywall furrout (1-5/8" 16 o.c. frame 20GA, (1) layers GB one side, insulation)
Provide furrout for columns
Fix existing walls after demolition
Provide new suspended ceiling (no insulation)
Fix existing ceiling TBD
Install only new floor tile
Install only tile base
Supply tile base
Install only tile walls around bathtub and shower TBD
Supply tile walls
Install only backsplash tile TBD
Supply backsplash tile
45 degree cutting and Schluter
Provide (1) layer cement board on walls where tiles
Supply new wood base
Patch existing wood flooring TBD
Install only new wood flooring TBD
Provide plywood subflooring
Provide underlayment 10mm GENIE-MAT
Protect (paper and Masonite, plastic) new floor
Install only window sills (interior)
Supply window sills (interior)
Taping walls & ceiling level 5
Fix existing walls after electrical changes TBD
Paint new & existing ceiling
Paint new pantry doors
Repaint existing single doors TBD
Paint windows
Paint window' trims
Paint window sills
Yellow notes
Supply plumbing finish fixtures
3. Estimate based on drawings, dated 01/22/22.
8. Price guarantee by 5/2022
K&G GEKON.INC
165 CHRYSTIE STREET CONDOMINIUM
Install Only HM Doors HM frames and hardware (Drywall)
Install Only HM Doors HM frames and hardware (Pre-grout in CMU Walls), A-811
Install Only Pair HM Doors and HM Frames (CMU Walls)
Install Only Wood Doors, HM Frames and hardware
Install Only Wood Doors, Wood frames and hardware
Install Only Pair Wood Doors and Wood frames
Install Only Wood Pocket Doors, Frames and hardware
Bath Tub enclosures 1/A522
Create shower curb 2/A522
Provide shower bench metal framing
Met/Wood blocking
Met/Wood blocking at common areas
furnish and instol one shelf and poie 34 closts
Furnish and Install MDF bases
Install only bathroom vanities
Install only bathroom accessories
Wood paneling, wood trimming and shelves by others A541
Lobby fit-out by others A562,563
Drywall partitions Type 2A
Drywall partitions Type 4A - Chase walls
Drywall partitions Type 4C
Drywall partitions Type 5A
Drywall partitions Type 5B
Drywall partitions Type 5C
Drywall partitions Type 5D
Drywall partitions Type 6A - Shaft walls
Drywall partitions Type 6B
Drywall partitions Type 8A - Pocket door walls
Drywall partitions Type 9A - Exterior Chase walls
Drywall partitions Type 10A
Drywall partitions Type 12A
Drywall partitions Type 13A
Drywall partitions Type 13B
Drywall partitions Type 13C
Drywall partitions Type 14A
Create shower/tub wall niches A944
Create el. Panel niches
Cement boards @ bathroom wet area
Window opening sheetrock trimming 11/A420
Mech. Unit enclosure detail 1/A740
Firestopping and Seal, Allowance $2,000
16 gauge 2x6 framing R19 insulation end 2 layrs of GWB on the insid
Ceiling
GB Drop ceiling, 3/A740
Fascias
GB Soffits 4/A740
GB Soffits/Light cove at Bathroom 3/A522
GB Soffits/Lightcove at Kitchen 6/A740
Provide Header 1/A740
Provide Header 1/A403
Provide Access panels 5/A740
Create linear slots in fascias and walls 1/A740
Wall and Ceiling Taping/Plastering/Skim coat
Wall and Ceiling Taping
Skim coat
Paint GB Ceiling/Soffits
Sealed and paint exposed concrete ceiling
Sealed exposed concrete ceiling
Paint GB Fascias
Paint GB Soffit/Light cove
Paint doors and frames
Paint pair doors and frames
Paint wood base
Furnish and install (1) shelf and (1) bar @ small closets
Furnish and install (1) shelf and (1) bar @ WIC
Install only wallpaper @ TV wall, Office
Supply budget for wallpaper
Patch walls before wallpaper installation
Furnish and install (1) shelf and (1) bar @ closets
Furnish and install (5) shelves @ closets
Furnish and install (1) shelf and (1) rod @ small closets
Furnish and install (1) shelf and (1) rod @ WIC
Provide waterproofing membrane on floor with 6" on wall @ bathroom - Laticrete 9235
Provide waterproofing membrane on floor with 6" on wall @ kitchen - Laticrete 9235
Provide waterproofing membrane on wall @ shower - Laticrete 9235
Update blocking for new fixtures, kitchen and shelves
Install only single sliding door, frame and hardware @ bedroom H = 9'
Install only pocket door, frame and hardware @ bedroom H = 9'
Install only double sliding door, frame and hardware @ closet H = 9'
Provide drywall partition (3-5/8" 20GA 16" oc. Steel frame, batt insulation, (1) layer GB ea. side)
Provide drywall partition for pocket door ((2)x1-5/8" 20GA 16" oc. Steel frame, batt insulation, (1) layer GB ea. side)
Reframe existing bathroom & kitchen walls
Provide new header for new sliding/pocket doors
Provide new ceiling @ kitchen & bathroom
Provide (1) layer cement board @ shower
Provide access panel
Firestopping and seal
Install only tile floor @ bathroom
Install only tile wall @ bathroom
Supply tile & saddle & grout
Provide (1) layer 3/4" CDX plywood subflooring
Install only prefinished wood floor (straight pattern)
Provide double underlayment to level
AC units
Railing
Closet interior
Install only kitchen cabinets and window area millwork
Manual material lifting will be charged by hour rate
Repaint window trims & sill
6. We cannot guarantee the quality of the skimcoat level 5 finish applied under existing conditions.
Covering
Touch ups of marked and scrached walls
Patch existing wood floor (foyer only)
Install only new wood base board (after removal only) (foyer only)
Repaint existing base board (foyer only)
Repaint existing crown molding (foyer only)
Touch ups cracks foyer's crown moldings & base boards
Cover floor with paper
Cover floor with mansonite
Provide shelf with rod in the small closets
Provide shelf with rod in the meduim WIC
Patch and paint around new J-boxes
Paint existing ceiling in rooms with new J-boxes
touch ups in closets after shelves instalation
Protect existing flooring with paper and masonite
Remove GB (2) layers
Remove baseboard @ working area
Provide new (2) layers GB over resilent channels @ APT A side
Provide back boxes for outlets
Patch baseboard (supply by others)
Taping new and adjacent walls
Taping ceiling @ master bedroom APT A
Paint patched base
Provide new (2) layers GB over new 2-1/2" frame with insulation @ APT A side
Protect windows and radiators under the windows
Install poplar wood with brackets and paint for window shades
Create 4”X4” pockets for window's shades with plywood blocking
Provide (1) layer GB ceiling (Master bedroom, bedroom #2, bedroom #3)
Patch after relocation of existing switches (Master bedroom, bedroom #2, bedroom #3) maximum range 10 LF
Patch ceiling (Dining room)
Taping new ceiling
Paint ceiling (Dining room)
Paint new ceilings (Master bedroom, bedroom #2, bedroom #3)
Paint walls (Master bedroom, bedroom #2, bedroom #3, dining room)
Paint walls after creation of windows shades (windows side only)
Protect existing floor with masonite at working area
move and Protect furniture
Demolition of windows soffits for creat pocket
Painting of pockets
Painting walls only windows side
Furnish and install frame & sheeting for new circular reccess
Cut and path wall for two sconces
Skim coat ceiling and walls
Prime walls
Install only wallcovering
Cut and patch wall for TV cable, only carpentry
Skim coat wall only patching area
Provide and paint new grill for door
Reinstall and skim coat only 6X6 tapable grill cover in the batroom
Paint walls and ceiling
Paint ceiling in bathroom
Fix one corner with plaster
Reinstall and skim coat only 6X6 tapable grill cover in the batroom
Provide TV niche
Cut and patch wall for switches AV closet, only carpentry
Skim coat walls
Cut and patch wall for replace lightning fixtures, only carpentry
Reinstall and skim coat only 18X18 tapable grill cover in the batroom
Prime walls with R35 primer
Paint ceiling high gloss lacquer
Skim coat ceiling
Install only plaster crown molding
Paint plaster crown molding
Instalation of wallpaper in the master bathroom
Protect new floor
Provide plastic wall and protect kitchen
Remove existing wood flooring @ living room, kitchen, alcove and foyer (cut around radiator enclosures)
Remove (1) layer of plywood subflooring
Remove underlayment
Carefully remove millwork
Remove radiator enclosure
Install only base board @ living room, foyer, alcove and kitchen
Provide new (1) layer 3/4" plywood subflooring
Finish flooring with underlayment
Taping where patched @ living room
Paint walls with trims @ living room, foyer, alcove and kitchen
Paint base @ living room, foyer, alcove and kitchen
Paint base throughout apartment after stain
Touch-ups
Waterproofing
Protect existing floor with Masonite @ working area
Remove wood flooring with baseboard where need to replace
Remove (1) layer GB to open double pocket door wall
Remove double pocket door
Patch double pocket door casing (Labor only)
Install only casing for new door
Install only new wood double pocket door, frame and existing hardware (Labor only)
Install only new wood single swing door, frame and existing hardware (Labor only)
Supply (3) door slabs and (1) frame
Taping walls @ working area
Reframe opening for double pocket door
Provide (1) layer GB
Relocate thermostat (carpentry only)
Patch existing baseboard (Labor only)
New flooring and finishes
Paint walls @ working area
Repaint base board throughout after stain
Paint new single door
Paint new double pocket door
Misc. patches
Move light fixture @ mech closet
4. Price guarantee 12/2022
Cover and remove millwork
Patch walls after brackets removal
Skimcoat and primer patched area
Paint
Final touch ups
Protect path to working area
Provide plastic wall
Remove existing wood flooring @ living room (cut around radiator enclosures)
Patch existing ceiling
Laminate GB around windows
Install only base board @ living room
Taping ceiling @ living room
Taping new wall @ living room
Paint ceiling & walls @ living room
Paint base @ living room
Paint crown molding @ living room
Install millwork back
K&G Gekon.inc
315 East 72nd Street
NEW YORK, NY 10021
Remove existing finish floor
Remove existing subfloor floor
Remove all existing doors
Remove existing windows
Remove all existing radiator enclosures
Remove existing terrace step
Remove existing moldings
Remove existing wall finishes, millwork, cabinets
Protect common areas Allowance
MASONRY/MISC. METAL
Protect existing roof or terrace at area work. TBD
Relocate existing steel lintel at terrace door A-502
Create window opening in masonry walls, note 15/DM-100, A502
Repair/Fill-in opening in masonry wall w/brick to match existing A-502
Provide steel structure for exterior AC unit, A-502 Allowance
Laticrete Waterproofing bathroom & kitchen floor, bathroom walls, note 5/A-110, A-600
DOORS - Cost Allowance
Supply only solid wood doors and frames
Supply only pair solid wood doors and frames
Supply only wood pocket door
HARDWARE - Cost Allowance
Supply only hardware
WINDOWS A-500, 501
GLAZING
Shower and tub glass enclosures
Drywall partition 1A, w/cement boards
Drywall partition 2A, Chase wall w/cement boards
Drywall partitions 3, furrout w/insulation
Drywall partitions 5
Provide wall niches
Exterior window opening GB treatment 2,3/A-591
Provide bathroom cabinet wall niche 5/A-305
Create ceiling linear diffusers
Install only wall and floor tiles
TILE & STONE - SECOND BATHROOM
Install only Kitchen backsplash tiles CT-01
FLOORING - A-401
New finish floor WD-1- install only
Provide plywood subfloor S4/A-401
1/4" Acoustical sound underlayment- supply and Install
Prep. Existing Wall for painting
New & Existing Wall & Ceiling Painting
Paint interior windows and mullions, note15/A-110
New Walls & Ceiling Skim Coating TBD
Taping new & Existing walls and ceiling
APPLIANCES - Supply Only
PLUMBING FIXTURES - Supply Only
SPRINKLER SYSTEM
ELECTRIC
LIGHT FIXTURES-Supply Only
3. Estimate based on drawings, dated 12/21/17.
PROPOSAL
34 LAIGHT STREET, APT #PH5, NEW YORK, NY 10013
CODE
1
1.1
1.2
1.4
1.5
2
2.5
2.7
2.8
2.9
2.10
2.11
3
3.1
4.1
5.1
6
6.1
6.2
6.3
6.4
6.5
7
7.1
7.2
7.3
7.4
7.5
7.6
7.7
7.8
TRADE TOTAL
GENERAL CONDITIONS/OVERHEAD
TOTAL
INSURANCE
GRAND TOTAL
Protect with masonite&paper floor kitchen area
Protect with masonite wall
Remove drywall partitions
Remove tile floor back to existing concrete slab
Remove wood bases
Remove crown molding LIBRARY
Remove (1) layer GB bathroom
Remove door, frames and casing
Remove cabinet
Remove built in cabinet
Remove closet
Remove WIC
Remove wallcovering
Provide wall opening for plumbing in bathroom
Install only door trimming
Provide waterproofing membrane on wall H=10'
Provide waterproofing membrane on wall H=6"
Install only double wood door, frame & hardware
Provide reinforced mortar bed 1 1/4"
Provide new shower curb
Provide new (2) layers plywood 3/8" subflooring
Wood blocking for bathroom fixtures
Provide drywall partition TYPE 1B
Provide (1) layer CB bathroom
Install only new crown molding bathroom
Install only new crown molding LIBRARY
Install only soffit
Install only new ceramic tile floor
Install only new ceramic tile shower
Install only new ceramic tile wall
Install only new quarter round
Protect (paper) new wood floor after stain
Skimcoating LEVEL 5 walls
Touch up existing ceiling
Touch up existing walls CLOSETS
Paint new walls
Paint existing walls (without LIVING ROOM, DINING ROOM, GALLERY, ENTRY, KITCHEN)
Paint existing ceiling (without LIVING ROOM, DINING ROOM, GALLERY, ENTRY, KITCHEN)
Paint new crown molding bathroom
Prepare&Paint existing crown molding (without LIVING ROOM, DINING ROOM, GALLERY, ENTRY, KITCHEN)
Paint new quarter round
Prepare&Paint existing base board (without LIVING ROOM, DINING ROOM, GALLERY, ENTRY, KITCHEN)
Paint new double wood door
Paint existing single wood door
3. Estimate based on drawings, dated 03/04/20.
Provide temporary zipper
Remove carpet
Remove glass partition
Remove existing GB
Install new doors wood trim (Labor Only)
Supply budget for new doors wood trim
Provide (5) plywood shelves in closets
Interior single swing wood door, frame & hardware (Labor only)
Supply budget single swing wood door, frame & hardware
Provide drywall partition (1) layer GB ea side H = 9' 6"
Replace GB with QuietRock with insulation 3"
Enclose existing opening after glass partition removal
Install new wood base (Labor only)
Install only new click laminate
Install only shoe molding
Patch existing subflooring
Furnish & Install 5mm underlayment
Protect (paper & masonite) new floor
Taping new walls and adjacent walls @ working area
Taping existing walls and ceiling
Patch existing wall
Paint new walls and adjacent walls @ working area
Paint existing walls and ceiling
Repaint existing wood base
Paint single wood doors
Remove GB sheeting from existing south-west and south-east walls
Provide insulation in opened walls
Enclose existing walls with new QUIET ROCK sheeting
Patch floors
Taping new and adjacent walls @ working area
Paint new and adjacent walls @ working area
Provide opening through concrete blocks
Provide sound blankets on adjacent walls and sound padding on floors
3. Estimate based on drawings, dated 8/15/22.
4. Price guarantee - 11/2022
Cover working area
Patches
Caulks around two windows
Paint - 1 coat @ corridors
Paint - 2 coat where patched
Paint - closet millwork
Cover floor with plastic at working area
Provide plastic walls
Remove existing drywalls H = 12'
Remove existing low partition
Remove wood top of low partition carefully
Remove vinyl base
Remove wood trim @ existing library
Remove wallcovering panels @ existing library
Remove existing single doors
Remove existing double doors
Remove tiles from ACT ceiling
Remove ACT ceiling
Remove existing VCT floors
Remove existing carpet cores
Remove existing carpet floors carefully
Remove existing glue from existing subflooring
Remove existing equipment and save for relocation (closet)
Remove existing furniture and save for relocation
Remove existing workstation millwork
Remove existing reception desk and save for relocation
Reinstall only wood top with reveal of low partition
Install only new reveal for closet doors
Install only new wood trim with reveal @ reception 001
Install only single swing HM door, frame & hardware 8'
Supply budget for single swing HM door, frame & hardware 8'
Provide wood blocking for TV
DRYWALL 20GA, 5/8" sheeting H=12'
Provide drywall partition A
Provide drywall partition B
Provide drywall partition D low
Provide drywall partition F
Provide GWB header
Provide GWB ceiling
Provide ACT ceiling
Provide new tiles for existing ACT grid
Provide GWB soffit for partition C
Provide GWB fascia
Install only new vinyl base @ new walls
Supply budget for vinyl base
Provide primer
Install only carpet CPT-1
Install only carpet CPT-2
Supply budget for carpet
Patch existing carpet TBD
Protect (plastic) new floor
MOVABLE PARTITION
Provide steel to support for moveable partition
Provide moveable partition (fabrication will take 24 weeks)
TAPING, PAINTING
Patch, prep and repair existing walls where noted
Patch and repair window sill @ conference 005
Taping new walls level 3
Taping new GWB ceiling level 3
Paint new and existing walls @ working area
Paint new GWB ceiling
Paint new soffits and fascias
Provide primer for new wallpaper
Install only wallpaper @ reception 001
Paint single door
Paint new wood trim with reveal
Electrical (NIC - low voltage, fire alarm)
Supply budget for light fixtures TBD
Glazing (partition E, double door)
Core drill for power/data for tables
Millwork (laminated MDF - file room, secretary table with (2) drawers cabinets)
Millwork (buffet cabinet) - Allowance
Millwork (solid surface tops) - Allowance
3. Estimate based on drawings, dated 10/01/21.
4. Price guarantee by 03/2022.
Provide waterproofing membrane on floor with 6" on wall
Install only single swing HM door, frame & hardware
Supply budget door, frame and hardware
DRYWALL H = 10'
Provide partition (3-5/8" 16 o.c. frame 20GA, (1) layer FR plywood ea. side, insulation)
Provide ceiling - Allowance
Install only new vynil base
Supply buget for new vinyl base
Install only vinyl tile
Supply buget for new vinyl tile
Provide plywood platform
Spray paint new & existing walls
Spray paint new ceiling - Allowance
Provide (18) pcs of 3/4"x48"x40" FR plywood
Install plywood using threaded rods to the concrete slab (6' rods, wedge anchors, 24" o.c.)
8. Price guarantee by 2/2023
Patches throughout apartment
Fix existing floorboard (Labor only) - Allowance
Supply flooring
Fix faucet (Labor only) - Allowance
Replace hardware (Labor only) - 1 door
Supply hardware
Paint - 1 coat ceiling
Paint - 2 coats walls
Paint ceiling same color where leaked
remove access panel and patch the ceiling
Cut the probe 14"X14" in the ceiling
Provid and instalation of 14"X14" plastic access panel
Patch ceiling @ terrace where leaked
Patch ceiling and windows openings same color @ living room .
Paint ceiling and windows openings same color @ living room
Patch and paint sills where leaked.
Paint window where leaked
Patch and paint walls different colors @ 1 room.
Patch and paint ceiling different colors @ 1 room
Patch ceiling and windows openings same color @ master bedroom.
Paint ceiling and windows openings same color @ master bedroom
Paint ceiling same color @ bedroom.
Patch the probe on the wall and paint in the graet room
Move and protect vanity
Remove existing toilet
Patch tile wall (labot only)
Electrical (provide (1) outlet for toilet)
Plumbing (replace toilet, piping, valve)
Supply
Protect existing kitchen cabinets, range & fridge
Protect existing radiators and HVAC units
Protect existing flooring with 1/2" homasote & 1/4" masonite
Provide sound blankets for quite room
Remove 1x4 subflooring
Remove GB ceiling @ bathrooms and kitchen
Remove hood, appliances and drywall boxes @ kitchen
Remove backsplash and countertops @ kitchen
Remove closet's interiors
Remove fireplace mantel and surround
Remove window treatments
Install only new casing for new doors to match existing
Provide waterproofing membrane on floor LATICRETE #9235 with 6" on wall
Provide waterproofing membrane on walls full height LATICRETE #9235
Supply doors, frame and hardware
Provide wall niche @ bathroom - Allowance
Provide supports for bath tub rouging
Provide wood blocking @ bathrooms
Provide furrout (1-5/8" 20GA 16 o.c. metal frame, insulation, (1) layers GB one side) @ fireplace wall
Provide (1) layer cement board and fix existing frame @ bathrooms
Patch existing opening after door removal
Provide new GB dropped ceiling @ kitchen and bathrooms
Patch existing ceiling @ hallways and den
Replace only crown molding @ fireplace wall
Patch crown molding @ kitchen (Labor only)
Install only new tile floor @ kitchen and bathrooms
Install only new tile wall
Install only new tile backsplash @ kitchen
Install only new saddles
Install only new shoe molding where carpet
Supply wood base
Install only new wood floor
Sand and stain new and existing wood floor
Sand and stain existing wood floor where new carpet proposed TBD
Provide leveling (up to 3/8") @ kitchen and bathrooms
Provide 3/4" plywood subflooring
Provide acoustical underlayment geniemat RST-10
Replace cinder fill for new plumbing
Patch existing sleepers - Allowance
Install only new carpet
Supply carpet
Reprotect (paper or plastic) new floor
Patch walls & ceiling
PAINTING AND PLASTERING
Paint existing crown moldings
Paint existing chair rail
Paint windows casing
Provide venetian plaster @ galley & foyer
Repaint existing kitchen cabinetry
Paint new kitchen cabinetry
Countertops
New closet interior (shelf and rod)
Millwork (shelving in dining room, desk)
Supply electrical fixtures
Supply plumbing fixtures
EXTRAS IF NEW KITCHEN
Extra kitchen demolition
Patching walls after extra demolition
Install only new crown moldings
Lift new kitchen
Supply kitchen
3. Estimate based on drawings, dated 3/30/23.
Protect existing flooring
Protect existing doors and windows
Protect kitchen extra (for backsplash tile demolation)
Protect kitchen and bathrooms
Remove baseboard @ playroom, kitchen
Remove chair railing @ bedroom #2
Remove tile top trim @ half-bath
Remove wallpaper TBD
Remove door handle and hinges
Remove carpeting
Remove flooring with subflooring
Remove tile flooring and mortar
Remove existing backsplash tile
Salvage lavatory and marble counter
Remove wine refrigerator
Cut 5"x5" opening in masonry brick
Garbage dumper fees extra
Install only bathroom accessories @ bathroom #2
Provide waterproofing membrane on floor @ laundry closet
Install only double bi-fold wood door, frame & hardware H = 7' 6"
Install only single sliding wood door, frame & hardware H = 7' 8"
Install only double sliding wood door, frame & hardware H = 7' 8"
Install only new door's handle and hinges (patching TBD)
Enlarge niche roughing
Patch existing walls after demolition
Install only new suspended ceiling @ closet
Install only new crown molding on new walls and soffits
Provide exhaust duct enclosure (carpentry only)
Patch existing ceiling after demolition
Install only new tile floor @ kitchen & laundry
Install only new pencil tile @ half-bath
Install only new backsplash tile @ kitchen
Provide 1/2" cement board on walls
Provide new shoe molding after carpet removal @ bedroom #2
Install only new engineered wood flooring @ bedroom #4
Sand and Stain flooring @ bedroom #2,3,4, study
Install only new engineered wood flooring @ study
Provide acoustical underlayment 10mm genie mat RST10
Provide new subflooring (1) layer plywood @ closet, bedroom #4
Replace pulls and handles, base @ kitchen (labor only)
Taping new and painting entire apartment
3. Estimate based on drawings, dated 12/20/21.
8. Price guarantee by 4/2022
Protect common area with Masonite (replace everyday)
Provide (2) radiator enclosures to match existing @ living room, bedroom
Furnish and install shelf @ kitchen
Replace doors' hardware throughout (labor only)
Supply doors' hardware
Buff existing wood flooring
Protect (paper) refinished floor
Prepare walls for wallpapering
Repaint existing base after floor boffing
Repaint existing walls @ primary bedroom
Wallpaper @ bedrooms (labor only) TBD
Supply wallpaper
Furnish and install "child safety" outlets throughout same places ($200 each) TBD
4. Price guarantee by 7/2022
Protect glazing
Cover entrance doors
Remove wallpaper with glue
Touchups throuchout
Taping existing walls
Paint ceiling and walls
Paint existing crown and base moldings
Repaint entrance doors (one side)
3. Estimate based on drawings, dated __/__/__
4. Price guarantee by 06/23
Protect existing millwork with polyethylene
Protect terrace NIC
Remove subflooring NIC
Remove single swing door with frame and save for reuse
Remove double swing door with frame and save for reuse
Remove exterior single swing door with frame
Remove roller shades and save to reuse at living room
Remove GB partition TBD
Remove furrout
Remove window NIC
Remove skylight NIC
Remove exterior wall NIC
Remove planters and plants
Remove wall mounted partition
Install only new curved casing for openings TBD
Install only moldings on walls
Install only curved moldings on ceiling TBD
Patch chair rail @ PH103 (labor only)
Provide Laticrete #9235 on wall BATHROOMs
Provide waterproof around new exterior windows, vents and doors 2K-PUR
Provide waterproof around skylights 2K-PUR
Provide waterproof 2K-PUR (2/A-300)
Install only exterior single swing door, frame & hardware NIC
Provide 2" concrete @ bathrooms
Provide wood blocking for new windows and exterior door
Provide wood/metal blocking
DRYWALL 20GA, 5/8" sheeting
Provide drywall partition TYPE 1 and 1A 18GA
Provide drywall partition TYPE 2 for pocket
Provide drywall partition TYPE 4 and fix existing framing
Provide drywall partition TYPE 4A and fix existing framing
Provide drywall partition TYPE 4B and fix existing framing
Install only access panels (up to 16"X16")
Provide new GB openings for new exterior doors and windows
Provide framing, sheeting and insulation for 1/A301
Enclose new masonry infill with GWB
Furnish and install new drop ceiling (1) layers GB
Furnish and install new arched drop ceiling (1) layers GB
Provide GB light cove (only carpentry)
Provide GB fascia (only carpentry)
Provide GB soffit (only carpentry)
Provide blocking for skylights
Install only new cement tile floor CT3A and CT3B
Install only new tile floor ST2A and ST2B
Install only new tile floor ST5
Install only new tile floor ST7
Install only new tile floor ST10
Install only new tile arched ceiling
Install only new border tile CT2C
Install only new border tile CT4A and CT4C
Install only new border tile CT5C
Install only new tile wall CT2A
Install only new tile wall CT4A
Install only new tile wall CT4B
Install only new tile wall CT5A
Install only new tile wall CT5B
Install only new tile wall CT5C
Install only new wood floor regular straight planks @ PH106, PH201, PH202, PH203, PH204, PH205, PH206
Install only new wood floor herringbone with border @ PH103
Sand & stain existing wood flooring
Leveling existing concrete slab NIC
Provide mortar bed SHOWERs
Provide acoustical underlayment QT-10
Taping new GB walls
Taping new GB ceiling
Taping existing ceiling
Patch existing walls and ceiling after electrical fixtures replacement
Repaint existing crown molding
Paint existing base board
Paint new and existing chair railing @ PH103
Repaint entrance door
Repaint radiator enclosures
Paint trims around new and existing openings
Paint new GB window/door opening
Wallpaper WP1 (labor only) TBD
Repaint existing metal awning TBD
Paint millwork NIC
Repaint sills NIC
Repaint stair's railing
Electrical NIC
Plumbing NIC
Stone NIC
Glazing NIC
Windows and skylights NIC
Masonry NIC
Sills NIC
Millwork and grilles
4. Price guarantee by 5/2022
8. Wallpaper supply.
Remove bathroom accessories and medicine cabinet
Remove carpet @ office
Remove & patch subflooring
Carefully remove door and save for reuse
Open wall to access piping @ powder room
Open ceiling to access pipping @ breakfast area basement
Install only bathroom accessories and medicine cabinet
Supply bathroom accessories and medicine cabinet
Provide Laticrete #9235 on floor bathroom
Provide Laticrete #9235 on wall @ shower
Reinstall only single swing wood door, frame & hardware
Update blocking @ bathroom
Provide cement board @ shower walls
Install only new tile floor
Install only new saddle
Paint new and adjacent walls @ den, office
Paint existing ceiling @ working area
Glazing (shower glass)
Electrical (not include lights cost)
4. Price guarantee by 10/2023
Protect and provide dust control and masonite after door removal
Remove door @ Retail H
Remove entrance door with GB surrounding @ Retail H
Install only HM swing door, frames and hardware H = 7'
Supply budget for door, frame and regular hardware
Provide drywall partition D/2/F/X H = 11' 7"
Infill opening after door removal
Patching @ Retail H TBD
Provide 2HR rated ceiling over part of corridor
Taping level 3 new walls @ concourse Level B
Paint new walls @ concourse Level B
Provide temporary plywood shed H = 14'
Paint temporary shed
4. Price guarantee 08/2023.
Protect window
Protect exterior door
GARBAGE
Garbage dumpster fees after demolation
Install only new 4" casing for doors and openings
Supply budget new 4" casing for doors and openings
Provide waterproofing membrane on floor (bathroom, kitchen and laundry) LATICRETE 9235
Provide waterproofing membrane on wall full height (shower) LATICRETE 9235
Install only single swing timely HM door, frame & hardware C
Install only double swing wood door, frame & hardware A with glass panels
Install only single swing wood door, frame & hardware D
Install only single swing wood door, frame & hardware B
Install only double swing wood door, frame & hardware E
Reinstall existing door F
Provide (1) layer cement board @ bathroom
Install only access panels (up to 18"x18")
Provide new GB drop ceiling
Supply budget new crown molding
Provide new insulation
Install only new tile wall T-1
Install only new tile wall T-2
Install only new tile border T-3
Install only new limestone floor ST-1
Install only new wood base B-1
Supply budget new wood base B-1
Provide mortar bed for shower
Provide 4 mm polyethylene vapor barrier on floor
Patch existing concrete slab @ mech room
Sand and stain existing wood treads
Paint new ceiling
Paint new single wood doors and panels
Paint new casing around openings
Repaint existing door
Paint new single HM doors
Protect existing stair with railing
Protect wall paneling
Provide exterior temporary protection with plywood for entrance
Install only new 4" and 6" casing for doors and openings
Supply budget new 4" and 6" casing for doors and openings
Install only wood paneling on walls
Provide waterproofing membrane on floor (powder, kitchen and pantry) LATICRETE 9235
Install only single swing wood door, frame & hardware H H = 8' 8"
Install only double swing wood door, frame & hardware G H = 8' 8"
Provide wall niche @ 103, 104
Provide (1) layer cement board @ backsplash tile area
Install only plaster crown molding PL-1/PL-3
Supply budget plaster crown molding PL-1/PL-3 8"
Install only plaster tracery
Supply budget plaster tracery
Install only new stone floor ST-1/ST-2 with border ST-3
Install only backsplash tile T-X
Install only new wood base B-2
Supply budget new wood base B-2
Provide 3*10 wood joists
Install only plaster molding on walls
Supply budget plaster molding on walls
Install only new parquet
Sand and stain new parquet
Provide (1) layer 3/4" plywood new subflooring
Paint new plaster wall
Paint plaster tracery
Paint new crown moldings
Paint windows
Paint window opening
Paint new plaster moldings on walls
Repaint existing wall paneling
Repaint existing door and window casing @ 100, 101, 104
Protect door
Protect existing fireplace
Protect existing wood floor
Install only plaster crown molding PL-1/PL-3/PL-5
Supply budget plaster crown molding PL-1/PL-3/PL-5 8"
Install only new mosaic tile floor T-6
Install only new wood floor border
Skimcoat level 5 new & existing ceiling
Paint new plaster walls
Repaint existing door and window casing @ 200, 201, 202, 203
Wallpaper
Supply budget new casing for doors and openings
Install only single pocket wood door, frame & hardware J H = 7' 0"
Reinstall existing door
Provide wall niche in masonry wall
Provide new insulation for new drop ceiling 3"
Install only new tile floor T-7
Install only new tile floor T-14
Install only new tile wall T-8
Install only new tile wall T-9
Install only new tile wall T-15
Install only new tile wall T-16
Install only new tile border T-10
Install only new tile border T-11
Install only new tile border T-12
Install only new tile border T-13
Install only new tile border T-17
Install only new tile border T-18
Install only new tile border T-19
Install only new tile border T-20
Supply budget new wood base
Install only new wood flooring
Skimcoat level 5 new and existing ceiling
Paint new and existing ceiling
Paint new crown moldings @ 305
Repaint existing door and window casing
Repaint existing millwork
Provide waterproofing membrane on wall full height (bath tub) LATICRETE 9235
Install only double swing wood door, frame & hardware I H = 7' 11 1/2"
Install only new tile floor T-26
Install only new stone wall ST-9
Install only new stone border ST-9
Install only new stone border ST-10
Install only new stone border ST-11
Install only new stone border ST-12
Install only new wood base B-4
Supply budget new wood base
Prepare walls for plaster finish
Paint window opening and sills
Install only regular wallpaper
Install only double swing wood door, frame & hardware K H = 6' 11"
Reinstall only single swing wood door and frame EXG H = 6' 11"
Provide bat tub supports
Install only new tile floor T-21
Install only new tile wall T-22
Install only new tile wall T-23
Install only new tile border T-24
Install only new tile border T-25
Install only new wood base B-5
Provide (1) additional layer 3/4" plywood for bathroom
Provide additional 3x10 framing
Exterior work (decks, roofs, windows, walls)
Exterior waterproofing
Paint stairs
New millwork (supply and installation, included $11210 for kitchens installation only)
Paint exterior fence and stair
Open walls to access piping or ductwork
Finish plaster
Protect existing flooring with Masonite @ working area
Protect wardrobe @ existing bedroom [27]
Provide temporary zipper,
Remove partition to rebuild for new doors opening
Remove existing bedroom door and closet door
Install only swing door, frame, casing and hardware
Supply doors, frames, casing and hardware
Finish opening with new corner bids, 5th floor closet
Provide drywall partition as per drawing
Patch after electrical
Install only new base with reveal
Supply reveal for new partition wall
Patch flooring around the new partition walls ( use building materials)
Fix existing ceiling @ corridor and bedrooms
Fix existing walls @ bedrooms and corridor
Taping level 4 new wall
Taping door opening for 5h floor closet door
Paint new and existing walls @ bedrooms and corridor (2 layers BM Regal)
Paint existing ceiling @ bedrooms and corriodr (2 layers BM Regal)
paint walls on the 5h floor closet
Remove existing light from the ceiling
Install new electrical outlets as per design and approved drawings
Install new S/D as per code requirements at the new bedroom
Install new swiches
3. Estimate based on drawings, dated - 04/03/2024.
Protect existing floor with paper at working area
Repaint existing walls (1) coat where patching or defects
Patch crack at bedroom #2
Patch wall after TV outlets relocation
Patch door at master bedroom closet
Screw up rod at foyer closet
Repaint shelves at foyer closet
Protect all vent/plumbing openings and radiators with 6 mm polyethylene
Remove substrate TBD
Remove column finish NIC
Remove masonry partition
Remove ceiling @ vestibule and closet
Remove decorative fireplace
Remove decorative columns
Remove tile wall around bath tub and shower only
Open masonry wall to access piping
Supply new casing for doors
DRYWALL 20GA, 5/8" sheeting H=10'
Provide drywall partition A for pocket door
Provide drywall partition C
Provide (1) layer cement board on walls around bath tub and shower
Supply access panels (up to 16"X16")
Provide new dropped ceiling (1) layer GB @ bathrooms, WIC
Install only new regular tile floor
Install only new backsplash tile
Install only new regular tile wall at bathrooms H = 4' 6"
Install only new regular tile wall at bathrooms full height around shower and bath tub only
Install only new regular wood base
Install only new wood floor regular straight planks
Sand & stain new wood flooring NIC
Patch existing floor after demolition NIC
Patch existing slab
Provide new subflooring NIC
Provide CLR floor
Install only new carpet flooring
Supply carpet flooring
Provide acoustical underlayment QUIETCORK 6mm
Taping new and existing walls except "no proposed area"
Taping new and existing ceiling except "no proposed area"
Paint new and existing walls except "no proposed area"
Paint new and existing ceiling except "no proposed area"
Repaint existing crown molding NIC
Paint existing base board NIC
Paint new and existing doors
Repaint windows NIC
Repaint existing entrance doors NIC
HVAC NIC
General conditions for plumbing
Stone, backsplash NIC
Millwork NIC
SUPPLY
Electrical fixtures
Plumbing fixtures
3. Estimate based on drawings, dated 04/01/22.
4. Price guarantee - 7/2022
Install only casing on new doors
Supply budget for bathroom accessories and medicine cabinet
Provide waterproofing membrane on walls LATICRETE 9235 @ around shower and bath tub
Provide waterproofing membrane on floor with 6" on walls LATICRETE 9235 @ bathrooms
Provide waterproofing membrane on floor with 12" on walls LATICRETE 9235 @ bathrooms
Provide waterproofing membrane on floor with 6" on walls LATICRETE 9235 @ kitchen
Install only single swing wood door, frame & hardware type A
Install only double pocket wood door, frame & hardware type B
Install only double swing wood door, frame & hardware type C
Install only sliding door panels, frame & hardware
Provide niche @ bathroom #1
Provide niche wine cooler
Provide drywall furrout (1-5/8" 20GA 16" oc, (1) layer GB one side)
Provide drywall partition (2-1/2" 20GA 16" oc, insulation, (1) layer GB each side)
Provide drywall partition (3-5/8" 20GA 16" oc, insulation, (1) layer GB each side)
Provide drywall partition for pocket door (1-5/8" 20GA 16" oc x 2, insulation, (1) layer GB each side)
Provide drywall partition for chase (1-5/8" 20GA 16" oc x 2, insulation, (1) layer GB each side)
Provide drywall header above coat closet, closet #3, closet #4
Provide wall extension
Patch after demolition and new electrical
Provide (1) layer cement board and fix existing frame
Supply budget for access panels
Provide (2) layers GB ceiling
Provide 6" insulation
Provide GB soffit @ kitchen
Install only tile wall full height around bath tub & shower
Install only tile floor @ bathroom & laundry
Supply tile floor/base/wall/backsplash/saddle and grout
Supply budget for new base
Install only prefinished wood floor
Supply budget for new wood floor
Provide mud job @ bathrooms & laundry
Replace subflooring below existing bathrooms
Provide QT 10mm underlayment for tile floor
Provide underlayment for wood floor
Protect new floor with paper
Protect new floor with Masonite @ kitchen & living room
PAINTING & WALLPAPERING
Install window treatment (Labor only)
Millwork, appliances, fixtures, millwork doors
Paint millwork
Miscellaneous labor, protection, cleaning, lifting and garbage for other trades will be charged by hours and pick ups
Reframe wall for new electrical panel
Provide second layer of waterproofing membrane on floor with 6" on walls LATICRETE 9235
3. Estimate based on drawings revise, dated 01/11/24.
4. Price guarantee - 03/2024
Provide temporary zipper/plastic walls @ working area
Protect floor @ den and path from entrance to working area
Protect & move existing furniture
Remove base board @ kitchen
Remove tile floor @ kitchen
Remove ceiling @ kitchen and hallway
Remove jib door
Remove kitchen, backsplash and appliances
Remove millwork @ den
Remove window shades/treatments @ kitchen & den
Install only door, frame, casing & hardware @ closets down hallway
DRYWALL & CEILING 20GA
Provide drywall partition for new pantry
Provide GB ceiling @ kitchen
Install only new base @ kitchen
Install only wood floor
Floor finish
Provide underlayment
Taping level 4 existing walls
Taping level 4 ceiling
Paint ceiling @ kitchen (Benjamin Moore Regal)
Repaint ceiling @ den (Benjamin Moore Regal)
Paint walls @ kitchen (Benjamin Moore Regal)
Paint new base @ kitchen
Repaint existing base @ den
Repaint existing crown molding @ den
Install only wallpaper on walls @ den
Update existing sheathing and blocking
4. Price guarantee - 11/2023
6. NOT responsible for existing wall/ceiling surfaces. Skimcoat NIC
Remove gypsum board from wall @ 2nd floor apartments
Remove gypsum board from ceiling @ 2nd floor apartments
Remove gypsum board from wall @ 3rd floor apartments
Remove gypsum board from ceiling @ 3rd floor apartments
Remove gypsum board from wall @ 4th floor apartments
Remove gypsum board from ceiling @ 4th floor apartments
Remove gypsum board from wall @ 5th floor apartments
Remove gypsum board from ceiling @ 5th floor apartments
Remove gypsum board from wall @ 6th floor apartments
Fix existing frame after removal
3. Estimate based on PAA3 drawings, dated 12/20/2023.
4. Price guarantee for 3 months from the proposal date.
Install only single swing WD doors, frames & hardware
Install only double sliding WD doors, frames & hardware
Install only single swing HM KD doors, frames & hardware set #1
Install only single swing HM KD doors, frames & hardware set #2
Install only single swing HM KD doors, frames & hardware set #3
Install only single swing HM KD doors, frames & hardware set #4
Install only single swing HM KD doors, frames & hardware set #5
Install only single swing HM KD doors, frames & hardware set #6
Install only wood base
Supply 1/2" x 3 1/2" primed pine base
Install only wood door's casing
Supply 1/2" x 2 1/2" primed pine casing
SCOPE OF WORK
Cut ties that are sticking out from the wall
Masonry joint
Caulk around mechanical and electrical penetrations
Caulk gaps @ beetwin elevator saddles and cocrete slab
Caulk gaps @ elevator framing corridor side
Caulk gaps @ elevator framing elevator side
Supply material for caulking
peroson to operate elevator and watch the safely
3. Estimate based on report.
Install only fire extinguishers
Supply (18) fire extinguishers tags, hook, signs and (4) fire extinguishers
Provide laborers to clean the job only $350 a day
Provide carpenter $450 a day
Rebuild rear yard construction fence as Site Safety Plan and DOB code requirements $450 a day
Adjust/ Fix front facade fence as per code requirements $450 a day
Install Plastick or Plywood for weather protection and safety on all opening where missing windows or doors. $450 a day
All materials and debris/garbage removal billed based on invoices provided by suppliers and garbage trucking companies
General protection
Remove fireplace surrounding
Remove wood floor down to subfloor
Remove powder room fixtures, accessories and finishes
Remove laundy millwork and W/D
Remove pocket door and cut bigger opening @ 1010 LAUNDRY
Remove stair finishes and railing
Remove wall finishes @ 1003 DEN
Remove millwork & finishes @ 1105 CLOSET
Remove wallpaper @ 1104, 1108, 1003 &1004
Install only bathroom accessorises @ 1004 WC
Provide waterproofing membrane on floor @ powder room
DRYWALL AND ROUGH CARPENTRY
Fix walls and update blocking @ kitchen
Fix walls and update blocking @ powder room
Provide dywall arch @ bar & powder room
Reframe opening for new laundry door
Install new laundry door
Supply laundry door
Install only new pre-finished wood floor (herringbone pattern)
Install only new pre-finished wood floor (straight pattern)
Install only wood floor border
Supply floor
Install only new pre-finished stair threads
Install only new bullnoses
Supply stair threads & bullnoses
Provide acoustical uderlayment 5mm
Protect new wood floor
TAPING, SKIMCOATING & PATCHING
Labor cleaning and lifting
Protect and install back window treatments
Stair railing/risers/blocking
Scaffolding @ 1st floor
Reinstall DEN steel door and protect during construction
New kitchen and millwork
Recreate built-in @ 1104 BEDROOM (add door)
Fireplace surrounding
3. Estimate based on drawings revise, dated __/__/__.
4. Price guarantee - 09/2023
Protect common area with Masonite
Protect existing & new floor with Masnoite @ kitchen and way to kitchen
Protect and move appliances for reuse
Remove sliding doors b/w great room and family room and save for reuse
Remove wallpaper with glue @ foyer
Remove stone @ kitchen
Remove wood floor @ great room, family room and kitchen
Remove subfloor @ great room, family room and kitchen
Remove base board @ great room and family room
Reinstall sliding doors b/w great room and family room
Provide waterproofing Laticrete #9235 @ kitchen and family room
Patch kitchen walls after demolition
Budget for open and patch ceiling @ great room, family room and kitchen
Install only backsplash @ kitchen
Install only tile floor with base @ kitchen and family room
Budget for patch existing sub floor @ great room, family room and kitchen
Install only new wood floor @ great room
Patch existing wood floor
Sand & stain new and existing wood floor
Skim coat level 5 walls @ foyer, bedroom #3, great room and family room
Skim coat level 5 ceiling @ bedroom #3, great room, family room and kitchen
Skim coat level 5 throughout
General patching
PAINTING AND WALLPAPERING H = 10'
Paint walls Benjamin Moore Regal - (2) coats
Paint ceiling Benjamin Moore Regal - (2) coats
Paint new and existing base board
Repaint crown molding
Repaint doors
Repaint opening
Paint windows and sills
Replace shelves @ WIC (Labor only)
4. Price guarantee - 8/2023
Update protection of existing flooring
Protect existing bathrooms, pantry and kitchen
Remove GB layer from existing ceiling where new electrical
Remove GB layer from existing walls
Remove pocket door
Remove door's hardware
Provide blocking for shower seat
Provide blocking for shelves/millwork
Replace hardware on existing doors (labor only)
Install only pocket door, frame and hardware
Provide waterproofing KEMPER @ master bathroom
Provide waterproofing Laticrete #9235 @ powder room
Provide waterproofing Laticrete #9235 @ master bathroom
Provide cement board on walls @ master bathroom
Provide new dropped ceiling (1) layer GB @ SOW areas
Provide new layer GB over existing frame and fix existing frame @ SOW areas
Install only tile on walls @ master bathroom
Install only tile floor with base @ powder room
Skim coat level 5 existing walls @ SOW areas
Skim coat level 5 new ceiling
Skim coat level 5 existing ceiling
Prepare existing walls for wallpaper
Prepare existing ceiling for wallpaper
Patch walls after electrical changes and extra blocking
Repaint existing walls (1) coat @ closets
Repaint existing walls (2) coats @ SOW areas
Repaint existing ceiling
Repaint ceiling (1) coat @ closets
Repaint baseboard @ SOW areas
Repaint baseboard @ closets
Install only wallpaper on walls
Install only wallpaper on ceiling
Install only wallpaper on walls TBD @ MUD/LAUNDRY
Mud/Laundry
Slabs
Shower doors
Install only mirror
Supply mirror
3. Estimate based on drawings, dated 09/06/22.
4. Price guarantee - 9/2022
Remove & dispose refrigerator
Remove & dispose dishwasher
Remove & dispose ceiling @ bathroom
Remove & dispose door fascia
Remove & dispose conceal door @ bathroom
Remove hidden door and save for reuse @ storage room
Provide door fascia
Install only swing door, frame and hardware @ linen closet
Reinstall bathroom door
Cut bevel around hidden door after removal
Reinstall only hidden door @ storage room
Supply budget for door, frame, hardware
Provide GB dropped ceiling @ bathroom
Patch wall @ bathroom
TAPING & SKIMCOATING
Skimcoat level 5 new ceiling & wall @ bathroom
Fix cracks
Paint walls (1 coat BM)
Paint new ceiling @ bathroom
Paint new ceiling @ bedroom
Repaint door @ bathroom
Paint new door @ bathroom
Repaint hidden door @ storage room
Repaint door @ bedroom (bedroom only)
Repaint entrance door (interior side)
Install refrigerator underneath counter in existing location
Install dishwasher in existing location
Reinstall door panel
Regrout sink
Update & refinish cabinetry
Furnish and install overflow plate
Remove millwork @ WIC
Carefully remove shower glass enclosure
Install only double swing wood door, frame and hardware and prepare opening @ Library entrance
Skim coat level 5 walls @ living room
Patch WIC after demolition
Patch after electrical changes TBD
Paint walls @ living room
Paint radiator covers @ living room
Paint crown moldings @ living room
Paint trims around windows and opening @ living room
Paint walls @ Foyer/Gallery/Stairway/Upstairs hallway/Master bedroom
Paint paneling
Paint radiator covers @ master bedroom
Paint crown moldings @ master bedroom
Paint walls @ Staff room - Allowance
Paint after electrical changes TBD
Paint new double door
Replace existing shades for the painting
4. Price guarantee 12/2022.
Taping existing ceiling level 3
4. Price guarantee - 7/2023
GROUND FLOOR
Front yard cleaning
Scaffolding cleaning
Cleaning of backyard
Garbage takeout from backyard
Door to backyard cover
Cleaning interior
Garbage takeout from interior
Seal Windows/Holes
THIRD FLOOR
Garbage takeout
FOURTH FLOOR
FIFTH FLOOR
SIXTH FLOOR
SEVENTH FLOOR
Openings to front balcony cover
EIGHT FLOOR
ROOF
Roof Deck Opening
GARBAGE FEES
Garbage fees
3. Price guarantee for 2 months from the proposal date.
4. Laborer - $350 a day
5. Carpenter - $450 a day
Protect existing millwork
Protect and move appliances
Protect existing floor TBD
Remove wood floor with subfloor @ WIC
Remove subfloor @ bathrooms and kitchen
Remove wall partitions as indicated on plan
Remove stone hearth
Remove (1) layer GB @ living room
Remove drop ceiling and crown molding
Remove millwork TBD
Remove millwork with TV @ living room
Remove decorative columns and finishes @ fireplace TBD
Remove shower
Remove lavatory after disconnection
9. from building demolition & protection general notes A-001.00
Provide waterproofing membrane on floor Laticrete #9235
Provide waterproofing membrane on wall full height SHOWER Laticrete #9235
DRYWALL 18GA
Provide drywall partition 1A
Provide drywall partition 1
Provide drywall partition 1 for pocket door
Install only access panels (up to 16"X16") TBD
Install only new tile floor Parquet @ Kitchen
Install only new tile floor Parquet @ Proposed storage - Allowance
Install only new tile floor 2” Hexagon @ Bathroom #1
Install only new tile floor 2” Hexagon @ Bathroom #2
Install only new tile wall 12”x24” H = 9' height @ Bathroom #2 Shower
Install only tile base 4”x8” @ Kitchen
Install only tile base 4”x8” @ Proposed storage - Allowance
Install only tile base Plaza Base 4”x8” @ Bathroom #1
Install only tile base Plaza Base 4”x8” @ Bathroom #2
Backsplash tile @ kitchen
Patch existing wood base after demolition (Labor only)
Install only new wood floor @ pantry TBD
Sand and stain existing wood floor TBD
Replace existing cinder fill @ bathrooms and kitchen
Provide leveling @ bathrooms and kitchen
Provide (2) layers 3/4" plywood subflooring
Provide neoprene sponge at perimeter
Install only KIP pads
Provide insulation 3"
Protect floor with Masonite and paper
Taping level 5 new walls
Fix existing walls & ceiling
Paint (regular paint) new/existing walls
Paint (regular paint) ceiling
Paint (regular paint) beams and fascia
Paint new and existing baseboard
Repaint existing entrance door
Plumbing (scope see below)
Stone
Drilling/chopping
Supply acoustical materials (KIP pads)
Beams and columns enclosures
3. Estimate based on drawings, dated 04/27/22.
5. All work was calculated on a regular time basis.
6. Doors hardware installation includes only: handle, hinges, strike and lock
Plumbing scope:
1. Disconnect piping associated with existing plumbing fixtures and kitchen appliances.
2. Furnish and install new water, sanitary, and vent piping for the following: (2) water closets, (2) lavatories, (1) shower and (1) kitchen sink.
3. Provide plumbing connections to (1) dishwasher.
4. Provide gas connection from existing shut-off valve to (1) gas range.
5. Provide cold water supply to (1) refrigerator
6. Provide final installation of plumbing fixtures.
Protect new and existing flooring
Protect entrance @ ground floor
Protect existing stairs
Remove existing carpeting @ ground, second and third floors
Remove existing casing (except 4th floor entrance)
Remove existing panel @ abandoned doorway on 3rd floor
Provide column GB enclosure for risers
Fireproof and seal
Install only door hardware for front door
Install only door hardware for mechanical closet door
Install only framing @ abandoned doorway on 3rd floor
Supply hardware and frames
Provide GWB @ abandoned doorway on 3rd floor (hallway side)
Install only banister reinforcement
Provide access panel (up to 16"x16") @ 3rd floor shower body location
Install only new casing (except 4th floor entrance)
Install only tile @ ground floor
Provide new 1/2" cement board subflooring over existing wood floor @ ground floor
Install only new wood base @ ground, second and third floors
Taping existing walls and ceiling level 4
Taping new column enclosure
Taping new soffit
Paint new column enclosure
Paint new soffit
Repaint existing interior doors (1 side only) (except 4th floor entrance and main entrance)
Repaint existing railing
Protect remain plumbing fixtures
Protect glass door
Protect bathroom fixtures (vanity, toilet, bath)
Protect mirrors, sinks
Remove existing ceiling frame
Remove existing (1) layer 3/4" plywood subflooring
Remove existing 15 mm soundproofing mat
Install only new wood bases
Install only window sill
Provide waterproofing membrane WET AREAS
Wood blocking for millwork
Install only (1) layer GB each side&insulation on existing interior wall frame
Install only (1) layer GB&insulation on existing exterior wall frame
Repair interior wall frame
Repair exterior wall frame
Install only mold resist GB wet areas
Install only new ceiling (2) layers GB
Install stone saddles
Install only new wood flooring (supply by owner)
Provide sound control mat 15 mm
Protect (masonite) new floor finish after stain
Taping & Skimcoat of new and Existing drywall, ceiling
Painting walls&ceiling
Paint new door casing
Cover existing floor with masonite
Paint base board in the M bedroom, w closet and bathroom
cover floor with paper and mensonites, only working aria
Remover pair doors with casing
Build the walls and opening for new doors
instalation of inviseble door with sos hinges (appx size 24"X24")
provide doors with hinges and push to open latch
provide and instal baseboards
Remove carpeting @ bedrooms
Remove tile floor @ primary bathroom
Remove tile wall @ primary bathroom
Remove tile floor @ laundry
Remove door @ office and guest bathroom
Remove baseboard where shown
Remove shower door and fittings
Remove speakers
Carefully extend opening up to crown molding
Remove existing “wing” walls, header, casings & trim of “archway” and extend height to crown molding (leave crown molding) and make flush with walls
Remove wallpaper (except closets and bathrooms)
Install only casing around new openings and doors
Reposition existing HVAC access to be on hall side of wall (Carpentry only)
Reframe existing openings to fit new doors
Update blocking & fix existing frame and sheathing @ kitchen and primary bathroom
Install only swing door, frame and hardware
Install only double swing door, frame and hardware
Install only double pocket door, frame and hardware
Provide waterproofing Laticrete #9235 on floor @ primary bathroom
Provide waterproofing Laticrete #9235 on floor @ kitchen
Provide waterproofing Laticrete #9235 on wall @ primary bathroom
Provide pocket for shades @ living room and dining room
Extend wall between windows for TV @ living room
Install only tile on walls @ primary bathroom
Install only tile floor @ primary bathroom and laundry
Install only new base where new partition
Patch existing base board after demolition (Labor only)
Patch existing wood floor after layout changes and kitchen
Finish new and existing wood floor
Skim coat level 5 new walls
Patch existing walls/ceiling after demolition
Patch existing walls after wallpaper removal
Prime existing walls for wallpaper @ bedrooms and bathrooms
Patch walls/ceiling after electrical changes
Paint crown molding @ bedrooms, living, dining, kitchen and office
Paint crown molding @ galley
Paint window trims
Patch crown molding after demolition (Labor only)
Patch wood floor after demolition
Handrail
Grilles
3. Estimate based on drawings, dated 12/08/23.
Cover floor with masonite at working area
Carefully remove furniture from kid's room
Remove existing wallpaper with glue
Remove existing base board at kid's room
Remove existing wood floor at kid's room/2nd floor foyer
Remove existing floor tiles at master bathroom
Remove existing subflooring after finish floor removal
Remove existing wall tiles at master bathroom
Remove existing (1) layer GB after tile removal
Remove existing bathroom fixtures
Remove existing bath tub
Remove existing shower cabin
Remove existing door
Provide waterproofing membrane on wall full Hight Laticrete #9235
Install only baseboard at kid's room with curved sections
Install only baseboard at 2nd floor foyer
Install only new wood door's casing
Provide bathroom wall niche (only carpentry)
Provide access door (up to 16"x16")
Install only new regular straight planks wood floor at kid's room/2nd floor foyer
Protect new flooring
Install only new mosaic tile floor
Install only new wall tiles
Replace broken tile at kitchen
Provide mortar bed for new shower
Skim coat with mesh and Plaster Weld at living room ceiling
Skim coat level 4 walls at living room/kid's room
Paint ceiling at living room/kid's room
Paint walls at living room/kid's room
Paint window sill at kid's room
Paint and patch baseboard at living room/powder room/kid's room/2nd floor foyer
Paint window trim at kid's room
Paint and cut new door
Paint railing
Patch cracks existing crown moldings/casing at living room
Install only new regular wallpaper at powder room
4. Materials price, dated 01/07/2021.
Protect existing wood flooring
Remove baseboard @ FOYER
Remove GB ceiling @ SHOWER
Remove door leaf @ closet
Remove parapet
Remove tile walls @ bathrooms
Remove medicine cabinet
Remove bench
Remove AC unit and patch opening
Remove millwork @ CLOSET
Remove blinds and draperies
Carefully remove crown molding and protect for re-use
Carefully remove wood paneling and protect for re-use
Carefully remove AC unit and protect for re-use
Carefully remove stove and vent hood and protect for re-use
Remove dishwasher
Carefully remove refrigerator and protect for re-use
Remove vanity with sink
Carefully remove TV and protect for re-use
Protect fire place surround
Protect lightning fixtures @ BATHROOM
Protect AC unit
Protect adjacent buildings & provide passageway
Supply new casing for new doors - Allowance
Millwork/shelving/cabinetry
Patch and repair cracks between walls/windows/bookshelves
Provide waterproofing membrane LATICRETE on floor @ bath #2
Provide waterproofing membrane KEMPEROL 2K-PUR on floor @ master bathroom
Provide waterproofing membrane LATICRETE on walls full height @ bath tub
Provide waterproofing membrane KEMPEROL 2K-PUR on walls full height @ shower
Waterproofing membrane for new skylights
Install only single swing wood door, frame & hardware H = 7'
Install only single pocket wood door, frame & hardware H = 7' @ master bathroom
Supply doors, frames & hardware - Allowance
Replace door's hinges (same dimensions)
Enlarge opening
Provide raised subflooring @ bathrooms
Provide drywall partition for pocket door @ master bathroom
Provide partition where door leaf removed
Patch after electrical panel changes
Firestop & seal - Allowance
Install only new dropped ceiling with (1) layer GB
Reinstall only crown molding
Patch ceiling after skylight replacement
Install only new wood base @ FOYER
Supply new wood base @ FOYER
Sand and stain existing wood flooring (straight planks)
Patch existing slab after demolition (leveling)
Protect (paper and Masonite) existing floor
Taping walls & ceiling
Repairing the walls after brick to brick windows and door installation
Repaint existing millwork/ closet doors
Repaint siding and windows
Kitchen and millwork
Exterior work, masonry
Glass railing
3. Estimate based on drawings, dated 05/31/22 and notes 09/26/2022.
4. Price guarantee 08/2022.
7. Doors hardware installation includes only: handle, hinges, strike and lock
Protect radiator covers
Remove double bi-fold door
Remove partitions
Remove bathroom fixtures ((3) WC, (3) sinks)
Remove tile/marble wall (around shower/bath tub only)
Remove tile/marble base
Remove (1) layer GB after tile demolition
Remove cabinetry and closet interiors (shelves/rods/etc.)
Remove bathroom medicine cabinet
Provide new J-bead between door frame and drywall
Provide waterproofing membrane on floor BATHROOMs & KITCHEN Laticrete #9235
Provide waterproofing membrane on wall full height SHOWER & BATH TUB Laticrete #9235
Provide waterproofing membrane for new AC units
Install only double swing door, frame & hardware (without pocket doors Type B)
Install only new window's sill
Provide supports for tub
Provide wood blocking for bathroom fixtures/cabinetry on new walls
Provide drywall partition ((1) layer GB ea. Side/insulation/metal frame)
Provide drywall partition (pocket door wall) ((1) layer GB ea. Side/insulation/(2) metal frame)
Provide drywall partition (shaft wall) ((1) layer GB one side (1) layer shaft liner other side/insulation/(1) CH metal frame)
Provide drywall partition for pocket door (without wood veneer)
Provide knee wall
Patch wall after outlets relocation in existing walls (maximum 10 LF range)
Install only access panels (up to 16"X16")
Infill door opening
Provide (1) layer cement board SHOWERs
Install only GB fascia
Install only GB soffits for shades
Install only GB soffit BATHROOMs
Install only new tile floor TL-1 24x24 BATHROOMs
Install only new tile wall TL-2 3x6 BATHROOMs
Install only new tile wall TL-3 2x4 BATHROOMs
Install only new tile wall TL-4 3x12 BATHROOMs
Install only saddles
Install only new wood saddle
Provide leveling existing floor BATHROOMs
Provide new subflooring with 1/2" plywood
Taping new/existing walls & ceiling
Paint new/existing walls
Paint new GB ceiling
Install only roller shades
Patch wall @ common area
3. Estimate based on drawings, dated 01/21/22.
Remove wood ceiling @ SOLARIUM
Remove wood floor @ SOLARIUM
Remove shelving and clips @ SOLARIUM
Remove built-in millwork and baseboard heating @ SOLARIUM
Remove structural steel column and beam
Remove sunroom walls/windows/roof
Remove south wall
Provide waterproofing membrane on floor @ SUNROOM
Install only newwood flooring @ SUNROOM
Sand and finish new wood flooring (straight planks)
Patch existing slab after demolition @ SUNROOM
Provide RST-10 underlayment
Build new drywall partition @ south
Provide (1) layer GB ceiling @ SUNROOM
Provide GWB soffit @ sunroom
Taping and painting new drywall
Taping new ceiling @ SUNROOM
Paint new ceiling @ SUNROOM
Install (3) tarps 16mil with masonite as weather protection
Supply tarps
Fill the cavity/update firestopping after steel installation
Provide temporary safety barricades
Temporary roofing and section demo to create space for steel work
Chipped the wall around I beams for Steel connection
STEEL
Equipment delivery and pick up
Furnish, Fabricate, delivery and install structural sit angle L8X4X7/16
Weld L - clips into existing W12 column and C-Chanel
Provide shop drawings
Provide power wiring and install 3 (three) down lights in sunroom
Supply light fixtures
Disconnect and remove existing power wiring for 3 (three) CUs and 4 (four) AHUs due to improper wiring, mixing line and load wires, using 1 (one) conduits for all wires
Furnish and install new conduits, power wiring and disconnect switches for 4 (four) AHUs and 3 (three) CUs
Furnish and install control wiring for 4 (four) AHU in separate conduits
Furnish and install 2 (two) 40 Amp, 208V power and Nema 6-40R receptacle for outdoor electrical grill. Only (1) receptacles can be used
3. Estimate based on drawings, dated 05/31/22.
4. Price guarantee 11/2022.
Provide millwork panels on walls @ elevator hallway level C
Patch and paint opened wall and ceiling, Three places